## Master DB
| LAMPPOST USE CASES DB INPUT SHEET |  | 2019-04-12 |  | 1. Lampost | 1. Lampost | 2. Lighting | 2. Lighting | 3. Energy | 3. Energy | 3. Energy | 4. Public Safety | 4. Public Safety | 4. Public Safety | 5. Environmental Monitoring | 5. Environmental Monitoring | 5. Environmental Monitoring | 6. Signage | 7. Movement Monitoring | 7. Movement Monitoring | 8. Connectivity | 8. Connectivity | 8. Connectivity
# | INPUT Categories | Variable | Item # | Unit | 1. Pole | 2. Smart Lampost | 3. LED upgrade only | 4. Control lighting management system (CMS) | 5. Electric Vehicle Charging Point | 6. Photo Voltaic (PV) | 7. Energy Storage (and DC Supply) | 8. CCTV | 9. Push To Talk (PTT) | 10. Public speakers Alert | 11. Air Quality Sensor | 12. Noise Sensor | 13. Water Level Sensor | 14. Public Information & Advertising | 15. Traffic Monitoring (People and Vehicles) | 16. Parking Management | 17. Wifi | 18. Wireless Communication | 19. 5G
1 | 1. Capex | 1.1 Name | Item 1 | AlphaNum | Pole | Smart Lampost | LED street light | Remote control Software | EVSE charger | Photovoltaic Solar Panel | Battery | Remote CCTV | Code Blue IP | Wireless Concealed Placement Speaker | Air Quality Sensor | Noise level sensor | Water level sensor | Lamp post advertising light box | PIR (passive infrared) Sensor | Surface-mounted Smart Parking Sensor | Wifi antenna | Antennas (Distributed Antenna System) | 5G antenna
2 | 1. Capex | 1.2 Description | Item 1 | AlphaNum | Upgrade / replacement of the pole to enable use cases deployment | Implementaion of multi applications smart lamppost | Light-emitting diode is an electronic device that gives off light when it receives an electrical current (90W-100W). | A web hosted control system which provides monitoring, switching and dimming control. | Hardware and electrical integrations to the power grid. | A photovoltaic (PV) cell, commonly called a solar cell, is a non-mechanical device that converts sunlight directly into electricity. | The device stores energy for supplying to electrical appliances when there is a demand. | A low-light camera with Wi-Fi connectivity, 3G/4G connectivity | IP 1500 VoIp / 2500 VoIp / 5000 VoIp speakerphones | Public Alerts posts and Info Concealed placement speaker (CPS). | It measures and find dust particles in the air. | The microphone is based on the LM386 amplifier and an electret microphone | Measures water table levels in the base of a typical lamp post. | Scrolling light boxes, double sided, or rectangular, LED | Passive sensors do not transmit energy; rather, they detect the energy that is emitted or reflected from vehicles, road surfaces, and humans and other objects in the field of view and from the atmosphere | A wireless Smart Parking Sigfox sensor that enables you to monitor parking spots or any reserved areas occupancy. | Wifi antenna attached to a street light box | Wireless communication system | Cells to efficiently deliver high speed mobile broadband and other low latency applications.
3 | 1. Capex | 1.3 Unit | Item 1 | AlphaNum | Per Steel Pole | Per Smart Lampost | Per LED bulb | Per remote control device | Per charger | Per PV panel | Per battery | Per CCTV | Per VoIP speakerphone | Per concealed loudspeakers | Per sensor | Per sensor | Per sensor | Per light box | Per sensor | Per sensor | Per antenna | Per antenna | Per antenna
4 | 1. Capex | 1.4 Ratio # Units / Measure | Item 1 | Num # | 1 | 1 | 1 | NA | 0.05 | 0.1 | 0.1 | 0.05 | 0.05 | 0.05 | 0.1 | 0.1 | 0.05 | 0.05 | 0.2 | 0.1 | 0.05 | 0.1 | 0.02
5 | 1. Capex | 1.5 Cost / Unit - Min | Item 1 | £ | 140 | 2100 | 50 | 10000 | 465 | 70 | 100 | 90 | 300 | 80 | 200 | 5 | 30 | 350 | 15 | 60 | 15 | 45 | 30
6 | 1. Capex | 1.6 Cost / Unit - Max | Item 1 | £ | 530 | 6900 | 150 | 15000 | 600 | 150 | 400 | 350 | 2000 | 230 | 310 | 10 | 80 | 620 | 25 | 115 | 50 | 140 | 60
7 | 1. Capex | 1.7 Source 1 | Item 1 | AlphaNum | https://www.alibaba.com/product-detail/XINTONG-6m-8-meter-height-street_60763795461.html?spm=a2700.7724857.normalList.20.1d3914e72DnSRo&s=p | https://www.euractiv.com/section/digital/news/european-cities-want-10-million-smart-streetlamps/ | https://i-solar-street-light.en.made-in-china.com/product/djxmEvMVXIWL/China-Isolar-60W-8m-Battery-Hanging-Outdoor-Lighting-Solar-LED-Street-Light.html | https://www.telensa.com/applications#street_lighting | https://www.amazon.com/dp/B01NCEIG1F/ref=sspa_dk_detail_3?psc=1&pd_rd_i=B01NCEIG1F | https://www.alibaba.com/product-detail/Cheap-price-direct-from-factory-all_60603459369.html?spm=a2700.7724857.normalList.113.21262cd34L6WIS | https://www.alibaba.com/product-detail/1kw-2kw-3kw-4kw-5kw-10kw_919057641.html?spm=a2700.7724838.2017005.6.6c254b77FmCO3R | https://wardmay-cctv.en.made-in-china.com/product/vCRJeUoPnLhy/China-1080P-4X-10X-Optical-Zoom-Outdoor-Bullet-Waterproof-IP-PTZ-Security-Camera.html | https://www.commgear.com/security-systems/emergency-telephones/code-blue-ip5000-voip-speakerphone-upgrade-from-one-button-to-two-button-with-keypad.html | https://www.amazon.com/Acoustic-Research-Outdoor-Wireless-AW826/dp/B003EV6OTS | https://www.wunderground.com/cat6/purple-airs-250-air-pollution-monitor-gives-government-equipment-run-money | https://www.reichelt.com/fr/fr/arduino-capteur-sonore-grove-grv-sound-sens-p191177.html?PROVID=2788&gclid=EAIaIQobChMI2vqCw_q14AIVE_hRCh1aiQaBEAQYBiABEgJu5fD_BwE&&r=1 | https://www.alibaba.com/product-detail/IP68-water-level-sensor_60701581079.html?spm=a2700.7724857.normalList.21.40be13e4NmLJJf&s=p | https://www.alibaba.com/product-detail/Outdoor-street-LED-middle-lamp-post_60549918471.html?spm=a2700.7724857.normalList.138.45f7f5c74p8TiE | https://www.englishlampposts.co.uk/garden-lamp-posts-pir | https://www.alibaba.com/product-detail/IoT-Smart-Parking-sensor-SGM-201_50041290513.html?spm=a2700.7724838.2017115.338.2b876201jEvMqY | https://www.alibaba.com/product-detail/All-in-one-body-led-street_60858254472.html?spm=a2700.galleryofferlist.normalList.187.77646241mK7Kzj | http://www.l-com.com/wireless-antenna-24-ghz-6-dbi-omnidirectional-antenna-n-female-connector | https://www.alibaba.com/product-detail/Antenna-Manufacturer-5G-5-8GHz-2x15_60625518394.html?spm=a2700.7724838.2017115.353.7c277109fTWItv
8 | 1. Capex | 1.8 Source 2 | Item 1 | AlphaNum | https://futaomonopole.en.made-in-china.com/product/XeYQHsxTYZti/China-The-Best-Price-for-Residential-Steel-Lamp-Pole.html | https://flexsolsolutions.com/soluxio-solar-light-pole/ | https://www.alibaba.com/product-detail/40W-Energy-Saving-Solar-Panel-Led_60281727903.html?spm=a2700.galleryofferlist.normalList.328.934e1757PgUBr9 | https://www.citintelly.com/intelligent-street-lighting-products/street-lighting-control-system/ | http://store.evsolutions.com/nissan-32-amp-plug-in---25ft-cable-ul-listed-p75.aspx | http://www.altenergy.org/renewables/solar/DIY/solar-panel-cost.html | https://yzdingxin.en.made-in-china.com/product/CKjExHdJfyVi/China-Used-for-Solar-Street-Light-12V-Lithium-Battery-for-Energy-Storage-System.html | https://www.alibaba.com/product-detail/Best-outdoor-10x-optical-zoom-CCTV_60713163134.html?spm=a2700.galleryofferlist.normalList.2.5209635aditzMf | https://www.cisco.com/c/dam/en_us/about/ciscoitatwork/downloads/ciscoitatwork/pdf/Case_Study_LMR-over-IP_update.pdf | https://www.ebay.com/itm/Acoustic-Research-Main-Street-Portable-Indoor-Outdoor-Wireless-Bluetooth-Speaker/132779833989?epid=1754443323&hash=item1eea4b7a85:g:0FIAAOSw~kVbmnci | https://www.niwa.co.nz/atmosphere/research-projects/pacman | https://www.sparkfun.com/products/12642 | https://wnksensor.en.made-in-china.com/product/IqCJYLVTsNaE/China-IP68-1-5V-4-20mA-Water-Level-Sensor-Submersible-Level-Transmitter-Factory-Price.html | https://cnyeroo.en.made-in-china.com/product/fBaEdtcVOWkx/China-Outdoor-Advertising-Scrolling-Lamp-Post-Light-Box.html | https://www.alibaba.com/product-detail/12V-8A-PIR-LED-controller-MPPT_60707172504.html?spm=a2700.details.maylikehoz.15.715b2e04c4o5Se | https://www.made-in-china.com/showroom/773687874/product-detailXBwxFKOMQfcY/China-Zigbee-Wireless-Car-Parking-Sensor-for-on-Street-Parking-Lots-WPSD-15X-.html | https://www.alibaba.com/product-detail/Professional-Smart-Street-Lighting-Wifi-Remote_60799194268.html?spm=a2700.galleryofferlist.normalList.1.d1722cddSIr4XW | https://www.amazon.com/Vandal-Resistant-Profile-Omni-Directional-Antenna/dp/B01E36Y7EG/ref=pd_rhf_dp_s_all_spx_wp_0_27?_encoding=UTF8&pd_rd_i=B01E36Y7EG&pd_rd_r=ee749685-bed3-4e76-9c97-4201bb00b375&pd_rd_w=sHlaM&pd_rd_wg=wMSbM&pf_rd_p=be1fc0a3-5323-42ce-8eda-5c75d301717d&pf_rd_r=E71AZCX7KJKFT8QHMR6W&psc=1&refRID=E71AZCX7KJKFT8QHMR6W | https://arronna.en.made-in-china.com/product/tvfxOpJWOTkC/China-5-8GHz-14dBi-Wireless-Sector-Antenna-WiFi-Wimax-Antenna-ARP-DP5725-5850-14-65-.html
9 | 1. Capex | 1.9 Source 3 | Item 1 | AlphaNum | https://www.theledstore.co/street-lamp-post-8m-galvanised-tubular-steel | https://www.huffpost.com/entry/intellistreets_b_1242972 | https://www.alibaba.com/product-detail/High-Quality-led-street-light-manufacturers_60832842432.html?spm=a2700.galleryofferlist.normalList.2.3cee3289OCiUge&s=p | http://qulon.pro | NULL | https://www.alibaba.com/product-detail/Outdoor-led-solar-powered-main-gate_60634875290.html?spm=a2700.details.maylikehoz.7.6823541c2nOxHa | https://mcabattery.en.made-in-china.com/product/YKwEWBSJnHhI/China-Solar-Panel-Battery-Solar-Street-Light-Battery-12V-130ah.html | https://www.ubitech.fr/camera-ip-exterieure/539-hikvision-ds-2de4225iw-de-dome-ptz-darkfighter-full-hd-2mp-ir-100m-zoom-x-25-6954273651534.html | https://www.neobits.com/code_blue_41429_comnet_fiber_ethernet_ip5000_p10499493.html | https://www.ebay.com/itm/Acoustic-Research-Main-Street-Portable-Indoor-Outdoor-Wireless-Bluetooth-Speaker/132779833989?epid=1754443323&hash=item1eea4b7a85:g:0FIAAOSw~kVbmnci | https://www.kele.com/search?keywords=air%2BQuality%2Bsensor | http://www.crysound.com/en/product_info.php?1/2/40 | NULL | NULL | NULL | http://www.rosim-its.com/parking-space-sensor/wireless-parking-space-occupancy-sensors-for.html | https://www.alibaba.com/product-detail/2018-Smart-Wifi-Photocell-20W-30W_60791193669.html?spm=a2700.galleryofferlist.normalList.23.d1722cddSIr4XW | https://eu.mouser.com/ProductDetail/HUBER%2bSUHNER/1399190006?qs=sGAEpiMZZMuBTKBKvsBmlJ09NPvTyTiRNGilA46w4UlPzb23QG16Yg%3D%3D | https://www.alibaba.com/product-detail/Antenna-Manufacturer-2400-2500MHz-15dBi-65_1869910120.html?spm=a2700.details.maylikever.2.21027a834r5LdN
10 | 1. Capex | 1.91 Source 1 - Short | Item 1 | AlphaNum | https://www.alibaba.com/ | https://www.euractiv.com | https://i-solar-street-light.en.made-in-china.com | https://www.telensa.com/ | https://www.amazon.com/ | https://www.alibaba.com/ | https://www.alibaba.com/ | https://made-in-china.com/ | https://www.commgear.com/ | https://www.amazon.com/ | https://www.wunderground.com/ | https://www.reichelt.com/ | https://www.alibaba.com/ | https://www.alibaba.com/ | https://www.englishlampposts.co.uk/ | https://www.alibaba.com/ | https://www.alibaba.com/ | http://www.l-com.com/ | https://www.alibaba.com/
11 | 1. Capex | 1.92 Source 2 - Short | Item 1 | AlphaNum | https://futaomonopole.en.made-in-china.com | https://flexsolsolutions.com/ | https://www.alibaba.com/ | https://www.citintelly.com/ | http://store.evsolutions.com/ | http://www.altenergy.org/ | https://made-in-china.com/ | https://www.alibaba.com/ | https://www.cisco.com | https://www.ebay.com/ | https://www.niwa.co.nz | https://www.sparkfun.com/ | https://wnksensor.en.made-in-china.com/ | https://cnyeroo.en.made-in-china.com/ | https://www.alibaba.com/ | https://www.made-in-china.com/ | https://www.alibaba.com/ | https://www.amazon.com/ | https://arronna.en.made-in-china.com/
12 | 1. Capex | 1.93 Source 3 - Short | Item 1 | AlphaNum | https://www.theledstore.co/ | https://www.huffpost.com | https://www.alibaba.com/ | http://qulon.pro | NULL | https://www.alibaba.com/ | https://mcabattery.en.made-in-china.com/ | https://www.ubitech.fr/ | https://www.neobits.com/ | https://www.ebay.com/ | https://www.kele.com/ | http://www.crysound.com/ | NULL | NULL | NULL | http://www.rosim-its.com | https://www.alibaba.com/ | https://eu.mouser.com/ | https://www.alibaba.com/
13 | 1. Capex | 1.1 Name | Item 2 | AlphaNum | NULL | NULL | Electrical systems | Street lighting control boxes | Charging Connector | Intelligent remote control | Remote telemetry system | DVR (Digital Video Recorder) | NULL | NULL | Software tool | Software tool | Software tool | NULL | Software tool | Wireless Data Collector/Gateway | NULL | NULL | NULL
14 | 1. Capex | 1.2 Description | Item 2 | AlphaNum | NULL | NULL | Service cabinets, covering energy supply and metering facilities. | which can be mounted on electric lamp post | Connectors and plug in for cars | Smart Devices solutions allows to do a remote control | An automated communications process by which measurements and other data are collected at remote or inaccessible points and transmitted to receiving equipment for monitoring. | Network Video Recorder (NVR) - NVRs are responsible for video monitoring, event management, and storage. | NULL | NULL | Shows the measures and collects data. Data is accessible in real time and measurements can be consulted remotely. | Shows the measures and collects data. Data is accessible in real time and measurements can be consulted remotely. | Shows the measures and collects data. Data is accessible in real time and measurements can be consulted remotely. | NULL | A web hosted control system which provides monitoring, switching and dimming control. | It is used to receive information from wireless parking lot sensor and transmit this information to user system | NULL | NULL | NULL
15 | 1. Capex | 1.3 Unit | Item 2 | AlphaNum | NULL | NULL | Per streetlight cable system | Per sensor | Per connector | Per remote control | Per telemetry system | Per recorder | NULL | NULL | Per software | Per software | Per software | NULL | Per software | Per gateway | NULL | NULL | NULL
16 | 1. Capex | 1.4 Ratio # Units / Measure | Item 2 | Num # | NULL | NULL | 1 | 1 | 0.01 | 0.1 | 0.1 | 0.05 | NULL | NULL | NA | NA | NA | NULL | NA | 0.1 | NULL | NULL | NULL
17 | 1. Capex | 1.5 Cost / Unit - Min | Item 2 | £ | NULL | NULL | 10 | 40 | 150 | 190 | 190 | 150 | NULL | NULL | 10000 | 10000 | 10000 | NULL | 25000 | 280 | NULL | NULL | NULL
18 | 1. Capex | 1.6 Cost / Unit - Max | Item 2 | £ | NULL | NULL | 30 | 100 | 200 | 210 | 210 | 380 | NULL | NULL | 25000 | 25000 | 25000 | NULL | 85000 | 400 | NULL | NULL | NULL
19 | 1. Capex | 1.7 Source 1 | Item 2 | AlphaNum | NULL | NULL | https://www.made-in-china.com/productdirectory.do?word=led+street+light+transformer&subaction=hunt&style=b&mode=and&code=0&comProvince=nolimit&order=0&isOpenCorrection=1 | https://www.meterboxesdirect.co.uk/electric-meter-pole-top-box-360-252-140-mm.html | https://www.amazon.fr/dp/B00YT75GWW/ref=dp_cerb_1 | https://www.amazon.co.uk/TOP-MAX-Wireless-Compatible-Control-Anywhere/dp/B077YF8LV6/ref=pd_day0_hl_107_23?_encoding=UTF8&pd_rd_i=B077YF8LV6&pd_rd_r=0fac8156-1a50-11e9-bd3a-1b03e59c87b4&pd_rd_w=aAYT7&pd_rd_wg=ep0A4&pf_rd_p=b082d07b-aaea-4f40-9ff3-d27463f747d7&pf_rd_r=6XP6YREE1MVQP5JAYGD9&psc=1&refRID=6XP6YREE1MVQP5JAYGD9 | https://www.amazon.co.uk/TOP-MAX-Wireless-Compatible-Control-Anywhere/dp/B077YF8LV6/ref=pd_day0_hl_107_23?_encoding=UTF8&pd_rd_i=B077YF8LV6&pd_rd_r=0fac8156-1a50-11e9-bd3a-1b03e59c87b4&pd_rd_w=aAYT7&pd_rd_wg=ep0A4&pf_rd_p=b082d07b-aaea-4f40-9ff3-d27463f747d7&pf_rd_r=6XP6YREE1MVQP5JAYGD9&psc=1&refRID=6XP6YREE1MVQP5JAYGD9 | https://www.security-camera-warehouse.com/the-admiral-4-channel-nvr-adm4p4.php | NULL | NULL | https://www.fr.paessler.com/prtg?utm_source=google&utm_medium=cpc&utm_campaign=ROW_FR_Search-nonBrand_broad_2&utm_adgroup=networking-softwares&utm_adnum=171032094950&utm_keyword=%2Bnetworking%20%2Bsoftwares&utm_device=c&utm_position=1t1&utm_campaignid=367571891&utm_adgroupid=26332991411&utm_targetid=kwd-28682313563&utm_customerid=&utm_location=9056139&gclid=EAIaIQobChMIq4u1qpi34AIV4hXTCh2X9QurEAAYASAAEgKuIfD_BwE | https://www.fr.paessler.com/prtg?utm_source=google&utm_medium=cpc&utm_campaign=ROW_FR_Search-nonBrand_broad_2&utm_adgroup=networking-softwares&utm_adnum=171032094950&utm_keyword=%2Bnetworking%20%2Bsoftwares&utm_device=c&utm_position=1t1&utm_campaignid=367571891&utm_adgroupid=26332991411&utm_targetid=kwd-28682313563&utm_customerid=&utm_location=9056139&gclid=EAIaIQobChMIq4u1qpi34AIV4hXTCh2X9QurEAAYASAAEgKuIfD_BwE | https://www.fr.paessler.com/prtg?utm_source=google&utm_medium=cpc&utm_campaign=ROW_FR_Search-nonBrand_broad_2&utm_adgroup=networking-softwares&utm_adnum=171032094950&utm_keyword=%2Bnetworking%20%2Bsoftwares&utm_device=c&utm_position=1t1&utm_campaignid=367571891&utm_adgroupid=26332991411&utm_targetid=kwd-28682313563&utm_customerid=&utm_location=9056139&gclid=EAIaIQobChMIq4u1qpi34AIV4hXTCh2X9QurEAAYASAAEgKuIfD_BwE | NULL | http://qulon.pro | https://buy.advantech.eu/Buy-Online/bymodel-UTX-3117.htm | NULL | NULL | NULL
20 | 1. Capex | 1.8 Source 2 | Item 2 | AlphaNum | NULL | NULL | https://www.alibaba.com/product-detail/100W-54V-DC-Power-Supply-ELG_60598044271.html?spm=a2700.galleryofferlist.normalList.2.dec22bf5RDx1Ep&s=p | https://www.indiamart.com/proddetail/auto-street-light-control-panel-12608808348.html | https://www.alibaba.com/product-detail/Mode-2-iec-62196-ev-charging_60638582986.html?spm=a2700.galleryofferlist.normalList.57.1e49473e40gVOq | https://commercial-energy.en.made-in-china.com/product/XScQLsqAAgpw/China-Remote-Control-Smart-Automatic-Solar-Street-Lighting-System.html | https://www.alibaba.com/product-detail/RTU-remote-telemetry-unit-street-lights_60546372021.html?spm=a2700.galleryofferlist.normalList.12.7edb21df5YXyqS | https://www.alibaba.com/product-detail/24-channel-1-5U-poe-4k_60745055530.html?spm=a2700.7724857.normalList.13.7f704657ca7iGs&s=p | NULL | NULL | http://democracy.cityoflondon.gov.uk/documents/s81815/Appendix%201%20-%20Radio%20Frequency%20Mesh%20Smart%20Cities%20-%20Concepts%20Opportunities.pdf | http://www.cmt-gmbh.de/Produkte/WirelessSensorNetworks/XMESH_Network_Stack.html | https://ieeexplore.ieee.org/document/4400970 | NULL | https://www.bartlettinteractive.com/blog/cost-enterprise-CMS | https://www.monnit.com/Products/Gateways/Ethernet-Gateway/Wireless-Ethernet-Gateways | NULL | NULL | NULL
21 | 1. Capex | 1.9 Source 3 | Item 2 | AlphaNum | NULL | NULL | NULL | NULL | NULL | https://info.lightinus.com/solar-street-lights#how_smart_they_can_be_ | https://commercial-energy.en.made-in-china.com/product/XScQLsqAAgpw/China-Remote-Control-Smart-Automatic-Solar-Street-Lighting-System.html | NULL | NULL | NULL | https://www.wunderground.com/cat6/purple-airs-250-air-pollution-monitor-gives-government-equipment-run-money | https://doc.informatik.uni-goettingen.de/wiki/images/7/7b/MoteView_Users_Manual_7430-0008-05_A.pdf | http://advantech-bb.com/sensor-networking-cost-model/ | NULL | https://www.citintelly.com/intelligent-street-lighting-products/street-lighting-control-system/ | https://shop.omnisense.com/g-3-wireless-gateway-with-cellularoptional-wifi-and-ethernet | NULL | NULL | NULL
22 | 1. Capex | 1.91 Source 1 - Short | Item 2 | AlphaNum | NULL | NULL | https://www.made-in-china.com/ | https://www.meterboxesdirect.co.uk/ | https://www.amazon.com/ | https://www.amazon.co.uk/ | https://www.amazon.co.uk/ | https://www.security-camera-warehouse.com/ | NULL | NULL | https://www.fr.paessler.com/ | https://www.fr.paessler.com/ | https://www.fr.paessler.com/ | NULL | http://qulon.pro | https://buy.advantech.eu/ | NULL | NULL | NULL
23 | 1. Capex | 1.92 Source 2 - Short | Item 2 | AlphaNum | NULL | NULL | https://www.made-in-china.com/ | https://www.indiamart.com/ | https://www.alibaba.com/ | https://commercial-energy.en.made-in-china.com/ | https://www.alibaba.com/ | https://www.alibaba.com/ | NULL | NULL | http://democracy.cityoflondon.gov.uk/ | http://www.cmt-gmbh.de/ | https://ieeexplore.ieee.org/ | NULL | https://www.bartlettinteractive.com/ | https://www.monnit.com/ | NULL | NULL | NULL
24 | 1. Capex | 1.93 Source 3 - Short | Item 2 | AlphaNum | NULL | NULL | NULL | NULL | NULL | https://info.lightinus.com/ | https://made-in-china.com/ | NULL | NULL | NULL | https://www.wunderground.com/ | https://doc.informatik.uni-goettingen.de/ | http://advantech-bb.com/ | NULL | https://www.citintelly.com/ | https://shop.omnisense.com/ | NULL | NULL | NULL
25 | 1. Capex | 1.1 Name | Item 3 | AlphaNum | NULL | NULL | NULL | Box Gateway | NULL | Battery | NULL | Monitor/screens | NULL | NULL | NULL | NULL | NULL | NULL | NULL | Local parking guidance system | NULL | NULL | NULL
26 | 1. Capex | 1.2 Description | Item 3 | AlphaNum | NULL | NULL | NULL | It is used to receive information from wireless parking lot sensor and transmit this information to user system | NULL | The device stores energy for supplying to electrical appliances when there is a demand. | NULL | Accessories, options include screens. | NULL | NULL | NULL | NULL | NULL | NULL | NULL | Outdoor parking guidance monitors | NULL | NULL | NULL
27 | 1. Capex | 1.3 Unit | Item 3 | AlphaNum | NULL | NULL | NULL | Per Data collector | NULL | Per battery | NULL | Per monitor | NULL | NULL | NULL | NULL | NULL | NULL | NULL | Per monitor | NULL | NULL | NULL
28 | 1. Capex | 1.4 Ratio # Units / Measure | Item 3 | Num # | NULL | NULL | NULL | 0.001 | NULL | 0.1 | NULL | NA | NULL | NULL | NULL | NULL | NULL | NULL | NULL | 0.1 | NULL | NULL | NULL
29 | 1. Capex | 1.5 Cost / Unit - Min | Item 3 | £ | NULL | NULL | NULL | 280 | NULL | 100 | NULL | 100 | NULL | NULL | NULL | NULL | NULL | NULL | NULL | 20 | NULL | NULL | NULL
30 | 1. Capex | 1.6 Cost / Unit - Max | Item 3 | £ | NULL | NULL | NULL | 400 | NULL | 400 | NULL | 140 | NULL | NULL | NULL | NULL | NULL | NULL | NULL | 60 | NULL | NULL | NULL
31 | 1. Capex | 1.7 Source 1 | Item 3 | AlphaNum | NULL | NULL | NULL | https://buy.advantech.eu/Buy-Online/bymodel-UTX-3117.htm | NULL | https://www.alibaba.com/product-detail/1kw-2kw-3kw-4kw-5kw-10kw_919057641.html?spm=a2700.7724838.2017005.6.6c254b77FmCO3R | NULL | https://www.ebay.co.uk/itm/Hanns-G-18-5-inch-Flat-Screen-Professional-Monitor-LED-LCD-PC-CCTV-Display-UK/291391010247?epid=1188645162&hash=item43d841f5c7:g:tTIAAOSwpDdU7O0K | NULL | NULL | NULL | NULL | NULL | NULL | NULL | https://www.alibaba.com/product-detail/customized-7-segment-elevator-display-variable_1318854093.html?spm=a2700.7724838.2017115.151.ea412e94Sw6kMk | NULL | NULL | NULL
32 | 1. Capex | 1.8 Source 2 | Item 3 | AlphaNum | NULL | NULL | NULL | https://www.monnit.com/Products/Gateways/Ethernet-Gateway/Wireless-Ethernet-Gateways | NULL | https://yzdingxin.en.made-in-china.com/product/CKjExHdJfyVi/China-Used-for-Solar-Street-Light-12V-Lithium-Battery-for-Energy-Storage-System.html | NULL | https://sztic86.en.made-in-china.com/product/VsFJMKYjpckw/China-22-LCD-Player-Screen-HD-Picture-Display-CCTV-Monitor.html | NULL | NULL | NULL | NULL | NULL | NULL | NULL | https://tectron88.en.made-in-china.com/product/iKDJnLbuOPcI/China-Rainbow-LED-Display-Parking-Sensor-Boards-Outdoor-LED-Display.html | NULL | NULL | NULL
33 | 1. Capex | 1.9 Source 3 | Item 3 | AlphaNum | NULL | NULL | NULL | https://shop.omnisense.com/g-3-wireless-gateway-with-cellularoptional-wifi-and-ethernet | NULL | https://mcabattery.en.made-in-china.com/product/YKwEWBSJnHhI/China-Solar-Panel-Battery-Solar-Street-Light-Battery-12V-130ah.html | NULL | NULL | NULL | NULL | NULL | NULL | NULL | NULL | NULL | http://www.ipdisplays.com/parking-garages/ | NULL | NULL | NULL
34 | 1. Capex | 1.91 Source 1 - Short | Item 3 | AlphaNum | NULL | NULL | NULL | https://buy.advantech.eu/ | NULL | https://www.alibaba.com/ | NULL | https://www.ebay.co.uk/ | NULL | NULL | NULL | NULL | NULL | NULL | NULL | https://www.alibaba.com/ | NULL | NULL | NULL
35 | 1. Capex | 1.92 Source 2 - Short | Item 3 | AlphaNum | NULL | NULL | NULL | https://www.monnit.com/ | NULL | https://made-in-china.com/ | NULL | https://sztic86.en.made-in-china.com/ | NULL | NULL | NULL | NULL | NULL | NULL | NULL | https://tectron88.en.made-in-china.com/ | NULL | NULL | NULL
36 | 1. Capex | 1.93 Source 3 - Short | Item 3 | AlphaNum | NULL | NULL | NULL | https://shop.omnisense.com/ | NULL | https://mcabattery.en.made-in-china.com/ | NULL | NULL | NULL | NULL | NULL | NULL | NULL | NULL | NULL | http://www.ipdisplays.com/ | NULL | NULL | NULL
37 | 1. Capex | 1.1 Name | Item 4 | AlphaNum | NULL | NULL | NULL | NULL | NULL | NULL | NULL | NULL | NULL | NULL | NULL | NULL | NULL | NULL | NULL | NULL | NULL | NULL | NULL
38 | 1. Capex | 1.2 Description | Item 4 | AlphaNum | NULL | NULL | NULL | NULL | NULL | NULL | NULL | NULL | NULL | NULL | NULL | NULL | NULL | NULL | NULL | NULL | NULL | NULL | NULL
39 | 1. Capex | 1.3 Unit | Item 4 | AlphaNum | NULL | NULL | NULL | NULL | NULL | NULL | NULL | NULL | NULL | NULL | NULL | NULL | NULL | NULL | NULL | NULL | NULL | NULL | NULL
40 | 1. Capex | 1.4 Ratio # Units / Measure | Item 4 | Num # | NULL | NULL | NULL | NULL | NULL | NULL | NULL | NULL | NULL | NULL | NULL | NULL | NULL | NULL | NULL | NULL | NULL | NULL | NULL
41 | 1. Capex | 1.5 Cost / Unit - Min | Item 4 | £ | NULL | NULL | NULL | NULL | NULL | NULL | NULL | NULL | NULL | NULL | NULL | NULL | NULL | NULL | NULL | NULL | NULL | NULL | NULL
42 | 1. Capex | 1.6 Cost / Unit - Max | Item 4 | £ | NULL | NULL | NULL | NULL | NULL | NULL | NULL | NULL | NULL | NULL | NULL | NULL | NULL | NULL | NULL | NULL | NULL | NULL | NULL
43 | 1. Capex | 1.7 Source 1 | Item 4 | AlphaNum | NULL | NULL | NULL | NULL | NULL | NULL | NULL | NULL | NULL | NULL | NULL | NULL | NULL | NULL | NULL | NULL | NULL | NULL | NULL
44 | 1. Capex | 1.8 Source 2 | Item 4 | AlphaNum | NULL | NULL | NULL | NULL | NULL | NULL | NULL | NULL | NULL | NULL | NULL | NULL | NULL | NULL | NULL | NULL | NULL | NULL | NULL
45 | 1. Capex | 1.9 Source 3 | Item 4 | AlphaNum | NULL | NULL | NULL | NULL | NULL | NULL | NULL | NULL | NULL | NULL | NULL | NULL | NULL | NULL | NULL | NULL | NULL | NULL | NULL
46 | 1. Capex | 1.91 Source 1 - Short | Item 4 | AlphaNum | NULL | NULL | NULL | NULL | NULL | NULL | NULL | NULL | NULL | NULL | NULL | NULL | NULL | NULL | NULL | NULL | NULL | NULL | NULL
47 | 1. Capex | 1.92 Source 2 - Short | Item 4 | AlphaNum | NULL | NULL | NULL | NULL | NULL | NULL | NULL | NULL | NULL | NULL | NULL | NULL | NULL | NULL | NULL | NULL | NULL | NULL | NULL
48 | 1. Capex | 1.93 Source 3 - Short | Item 4 | AlphaNum | NULL | NULL | NULL | NULL | NULL | NULL | NULL | NULL | NULL | NULL | NULL | NULL | NULL | NULL | NULL | NULL | NULL | NULL | NULL
49 | 1. Capex | 1.1 Name | Item 5 | AlphaNum | NULL | NULL | NULL | NULL | NULL | NULL | NULL | NULL | NULL | NULL | NULL | NULL | NULL | NULL | NULL | NULL | NULL | NULL | NULL
50 | 1. Capex | 1.2 Description | Item 5 | AlphaNum | NULL | NULL | NULL | NULL | NULL | NULL | NULL | NULL | NULL | NULL | NULL | NULL | NULL | NULL | NULL | NULL | NULL | NULL | NULL
51 | 1. Capex | 1.3 Unit | Item 5 | AlphaNum | NULL | NULL | NULL | NULL | NULL | NULL | NULL | NULL | NULL | NULL | NULL | NULL | NULL | NULL | NULL | NULL | NULL | NULL | NULL
52 | 1. Capex | 1.4 Ratio # Units / Measure | Item 5 | Num # | NULL | NULL | NULL | NULL | NULL | NULL | NULL | NULL | NULL | NULL | NULL | NULL | NULL | NULL | NULL | NULL | NULL | NULL | NULL
53 | 1. Capex | 1.5 Cost / Unit - Min | Item 5 | £ | NULL | NULL | NULL | NULL | NULL | NULL | NULL | NULL | NULL | NULL | NULL | NULL | NULL | NULL | NULL | NULL | NULL | NULL | NULL
54 | 1. Capex | 1.6 Cost / Unit - Max | Item 5 | £ | NULL | NULL | NULL | NULL | NULL | NULL | NULL | NULL | NULL | NULL | NULL | NULL | NULL | NULL | NULL | NULL | NULL | NULL | NULL
55 | 1. Capex | 1.7 Source 1 | Item 5 | AlphaNum | NULL | NULL | NULL | NULL | NULL | NULL | NULL | NULL | NULL | NULL | NULL | NULL | NULL | NULL | NULL | NULL | NULL | NULL | NULL
56 | 1. Capex | 1.8 Source 2 | Item 5 | AlphaNum | NULL | NULL | NULL | NULL | NULL | NULL | NULL | NULL | NULL | NULL | NULL | NULL | NULL | NULL | NULL | NULL | NULL | NULL | NULL
57 | 1. Capex | 1.9 Source 3 | Item 5 | AlphaNum | NULL | NULL | NULL | NULL | NULL | NULL | NULL | NULL | NULL | NULL | NULL | NULL | NULL | NULL | NULL | NULL | NULL | NULL | NULL
58 | 1. Capex | 1.91 Source 1 - Short | Item 5 | AlphaNum | NULL | NULL | NULL | NULL | NULL | NULL | NULL | NULL | NULL | NULL | NULL | NULL | NULL | NULL | NULL | NULL | NULL | NULL | NULL
59 | 1. Capex | 1.92 Source 2 - Short | Item 5 | AlphaNum | NULL | NULL | NULL | NULL | NULL | NULL | NULL | NULL | NULL | NULL | NULL | NULL | NULL | NULL | NULL | NULL | NULL | NULL | NULL
60 | 1. Capex | 1.93 Source 3 - Short | Item 5 | AlphaNum | NULL | NULL | NULL | NULL | NULL | NULL | NULL | NULL | NULL | NULL | NULL | NULL | NULL | NULL | NULL | NULL | NULL | NULL | NULL
61 | 2. Implementation | 2.1 Name | Item 1 | AlphaNum | Installation of the Pole | Instllation of smart Lampost | Upgrading of the LED lighting system | Installation of the software | Installation of the charging point | Installation of the panel | Installation of the battery &remote control | Installation of the CCTV system | Installation of the PTT | Installation of the public speakers | Installation of the sensor | Installation of the sensor | Installation of the sensor | Installation of the banner | Installation of the sensor | Installation of the sensor | Installation of the antenna | Installation of the antenna | Installation of the antenna
62 | 2. Implementation | 2.2 Unit | Item 1 | AlphaNum | Per streetlight pole | Per smart lamppost | Per LED light | Per software | Per EVSE Charging point | Per PV panel | Per battery & remote control | Per CCTV system | Per PTT | Per Public speakers | Per sensor | Per sensor | Per sensor | Per Advertising Panel | Per traffic monitoring sensor | Per sensor | Per Wifi antenna | Per antenna | Per 5G antenna
63 | 2. Implementation | 2.3 Ratio # Units / Measure | Item 1 | Num # | 1 | 1 | 1 | NA | 0.01 | 0.1 | 0.1 | 0.05 | 0.05 | 0.05 | 0.1 | 0.1 | 0.05 | 0.05 | 0.2 | 0.1 | 0.05 | 0.1 | 0.02
64 | 2. Implementation | 2.2 Implementation cost per Unit - Min | Item 1 | £ | 1200 | 26 | 160 | 25000 | 1000 | 600 | 310 | 280 | 1700 | 150 | 310 | 155 | 500 | 170 | 260 | 310 | 300 | 400 | 400
65 | 2. Implementation | 2.3 Implementation cost per Unit - Max | Item 1 | £ | 2300 | 87 | 240 | 85000 | 1600 | 1200 | 570 | 400 | 3900 | 280 | 750 | 375 | 1500 | 200 | 1300 | 625 | 380 | 800 | 800
66 | 2. Implementation | 2.5 Source 1 | Item 1 | AlphaNum | https://www.ledsmaster.com/channel/How-Much-Do-Street-Lights-Cost-Replacing-and-Running-the-Street-Lamp--77.html | Internal research | https://www.myledlightingguide.com/blog-the-cost-of-street-lights | http://qulon.pro | https://www.ubitricity.co.uk/unternehmen/newsroom/simple-conversion-turn-street-lamps-electric-car-chargers-daily-mail/ | https://www.streetlights-solar.com/2018/07/19/cost-comparison-between-solar-vs-traditional-lights/ | https://www.energysage.com/solar/solar-energy-storage/what-do-solar-batteries-cost/ | https://www.fixr.com/costs/install-video-surveillance-cameras | http://www.groundcontrol.com/Iridium_PTT_Push-To-Talk.htm | https://porch.com/project-cost/cost-to-install-outdoor-speakers | https://www.london.gov.uk/what-we-do/environment/pollution-and-air-quality/monitoring-and-predicting-air-pollution | Internal research | https://reliabilityweb.com/articles/entry/wireless_sensors_work_provide_a_cost-effective_alternative_to_traditio | https://just-print.co.uk/155-lamp-post-advertising-boards-24-x-16-50-pack.html | https://www.itscosts.its.dot.gov/ITS/benecost.nsf/ID/5A53F0D1919AA5EE8525798300819B6E?OpenDocument&Query=CApp | https://www.itscosts.its.dot.gov/its/benecost.nsf/0/E4717C6F075BAAA38525789B00610ECC?OpenDocument&Query=Home | https://its.umich.edu/projects/wifi-upgrade/project-funding | https://www.repeaterstore.com/pages/custom-solutions | https://www.ctia.org/news/what-is-a-small-cell
67 | 2. Implementation | 2.6 Source 2 | Item 1 | AlphaNum | https://www.streetlights-solar.com/2018/07/19/cost-comparison-between-solar-vs-traditional-lights/ | NULL | https://www.pennoni.com/insights/smart-lighting-streetlight-replacement-project-pays-for-itself/ | https://www.bartlettinteractive.com/blog/cost-enterprise-CMS | https://www.homeadvisor.com/cost/garages/install-an-electric-vehicle-charging-station/ | https://info.lightinus.com/solar-street-lights#solar_street_light_applications | https://www.solarlightsmanufacturer.com/how-to-install-solar-street-light/ | https://reolink.com/security-camera-installation-cost/ | https://www.rrmediagroup.com/repository/files/PTT8-17.pdf | https://www.homewyse.com/services/cost_to_install_outdoor_speakers.html | https://www.cs.virginia.edu/~bjc8c/class/cs6501-f17/devarakonda13airquality.pdf | NULL | http://advantech-bb.com/sensor-networking-cost-model/ | https://www.hastings.gov.uk/press_media/advertising/lamppostbanners/ | http://www.itsinternational.com/sections/cost-benefit-analysis/features/wavetronix-radar-based-traffic-sensor-cuts-costs/ | https://www.popularmechanics.com/technology/gadgets/a6528/smart-parking-systems-steer-drivers-to-open-spaces/ | https://www.installationsathome.co.uk/wifi-installation-prices.html | https://www.rcrwireless.com/20160411/network-infrastructure/will-small-cells-replace-das-can-das-reinvent-tag17-tag99 | Internal research
68 | 2. Implementation | 2.7 Source 3 | Item 1 | AlphaNum | NULL | NULL | NULL | https://www.citintelly.com/intelligent-street-lighting-products/street-lighting-control-system/ | NULL | NULL | NULL | https://www.fixr.com/costs/install-video-surveillance-cameras | NULL | https://hipages.com.au/article/how_much_does_it_cost_to_install_outdoor_lighting | NULL | NULL | NULL | NULL | NULL | NULL | NULL | http://www.stjohnpatrick.com/12/ec/2Small-Cells-DAS.pdf | NULL
69 | 2. Implementation | 2.8 Source 1 - Short | Item 1 | AlphaNum | https://www.ledsmaster.com | Internal research | https://www.myledlightingguide.com/ | http://qulon.pro | https://www.ubitricity.co.uk/ | https://www.streetlights-solar.com/ | https://www.energysage.com/ | https://www.fixr.com/ | http://www.groundcontrol.com/ | https://porch.com/ | https://www.london.gov.uk/ | Internal research | https://reliabilityweb.com/ | https://just-print.co.uk/ | https://www.itscosts.its.dot.gov/ | https://www.itscosts.its.dot.gov/ | https://its.umich.edu/ | https://www.repeaterstore.com/ | https://www.ctia.org
70 | 2. Implementation | 2.9 Source 2 - Short | Item 1 | AlphaNum | https://www.streetlights-solar.com/ | NULL | https://www.pennoni.com/ | https://www.bartlettinteractive.com/ | https://www.homeadvisor.com/ | https://info.lightinus.com/ | https://www.solarlightsmanufacturer.com/ | https://reolink.com/ | https://www.rrmediagroup.com/ | https://www.homewyse.com/ | https://www.cs.virginia.edu | NULL | http://advantech-bb.com/ | https://www.hastings.gov.uk/ | http://www.itsinternational.com/ | https://www.popularmechanics.com | https://www.installationsathome.co.uk/ | https://www.rcrwireless.com/ | Internal research
71 | 2. Implementation | 2.91 Source 3 - Short | Item 1 | AlphaNum | NULL | NULL | NULL | https://www.citintelly.com/ | NULL | NULL | NULL | https://www.fixr.com/ | NULL | https://hipages.com.au/ | NULL | NULL | NULL | NULL | NULL | NULL | NULL | http://www.stjohnpatrick.com/ | NULL
72 | 2. Implementation | 2.1 Name | Item 2 | AlphaNum | NULL | NULL | Electrical systems | Control boxes implementation | Installation of the wall connector | Installation of the battery &remote control | NULL | NULL | NULL | NULL | Software installation | Software installation | Software installation | NULL | Software installation | Installation of the software | NULL | NULL | NULL
73 | 2. Implementation | 2.2 Unit | Item 2 | AlphaNum | NULL | NULL | Per cabling system | Per sensor | Per connector | Per battery & remote control | NULL | NULL | NULL | NULL | Per software | Per software | Per software | NULL | Per software | Per gateway | NULL | NULL | NULL
74 | 2. Implementation | 2.3 Ratio # Units / Measure | Item 2 | Num # | NULL | NULL | 1 | 1 | 0.01 | 0.1 | NULL | NULL | NULL | NULL | NA | NA | NA | NULL | NA | 0.1 | NULL | NULL | NULL
75 | 2. Implementation | 2.2 Implementation cost per Unit - Min | Item 2 | £ | NULL | NULL | 38 | 80 | 380 | 310 | NULL | NULL | NULL | NULL | 1000 | 1000 | 1000 | NULL | 640 | 210 | NULL | NULL | NULL
76 | 2. Implementation | 2.3 Implementation cost per Unit - Max | Item 2 | £ | NULL | NULL | 90 | 170 | 440 | 570 | NULL | NULL | NULL | NULL | 1120 | 1120 | 1120 | NULL | 1900 | 835 | NULL | NULL | NULL
77 | 2. Implementation | 2.5 Source 1 | Item 2 | AlphaNum | NULL | NULL | https://blog.lightinus.com/comparing-traditional-street-lights-and-solar-energy-lights | https://www.homeadvisor.com/cost/electrical/upgrade-an-electrical-panel/ | https://www.homeadvisor.com/cost/garages/install-an-electric-vehicle-charging-station/ | https://www.energysage.com/solar/solar-energy-storage/what-do-solar-batteries-cost/ | NULL | NULL | NULL | NULL | Internal research | Internal research | Internal research | NULL | https://www.researchgate.net/publication/280078500_Intelligent_Traffic_Monitoring_System | https://www.itscosts.its.dot.gov/ITS/benecost.nsf/ID/F1112FA098133F3C85256DB100458923?OpenDocument&Query=CApp | NULL | NULL | NULL
78 | 2. Implementation | 2.6 Source 2 | Item 2 | AlphaNum | NULL | NULL | https://www.streetlights-solar.com/2018/07/19/cost-comparison-between-solar-vs-traditional-lights/ | https://www.thumbtack.com/p/fuse-box-installation-cost | https://www.ohmhomenow.com/electric-vehicles/ev-charging-station-cost/ | https://www.solarlightsmanufacturer.com/how-to-install-solar-street-light/ | NULL | NULL | NULL | NULL | https://reliabilityweb.com/articles/entry/wireless_sensors_work_provide_a_cost-effective_alternative_to_traditio | https://reliabilityweb.com/articles/entry/wireless_sensors_work_provide_a_cost-effective_alternative_to_traditio | https://reliabilityweb.com/articles/entry/wireless_sensors_work_provide_a_cost-effective_alternative_to_traditio | NULL | https://blog.capterra.com/how-much-does-network-monitoring-software-cost/ | https://sensorcloud.com/pricing | NULL | NULL | NULL
79 | 2. Implementation | 2.7 Source 3 | Item 2 | AlphaNum | NULL | NULL | NULL | NULL | NULL | NULL | NULL | NULL | NULL | NULL | http://advantech-bb.com/sensor-networking-cost-model/ | http://advantech-bb.com/sensor-networking-cost-model/ | http://advantech-bb.com/sensor-networking-cost-model/ | NULL | NULL | https://www.paessler.com/prtg/pricing | NULL | NULL | NULL
80 | 2. Implementation | 2.8 Source 1 - Short | Item 2 | AlphaNum | NULL | NULL | https://blog.lightinus.com/ | https://www.homeadvisor.com/ | https://www.homeadvisor.com/ | https://www.energysage.com/ | NULL | NULL | NULL | NULL | Internal research | Internal research | Internal research | NULL | https://www.researchgate.net/ | https://www.itscosts.its.dot.gov/ | NULL | NULL | NULL
81 | 2. Implementation | 2.9 Source 2 - Short | Item 2 | AlphaNum | NULL | NULL | https://www.streetlights-solar.com/ | https://www.thumbtack.com/ | https://www.ohmhomenow.com/ | https://www.solarlightsmanufacturer.com/ | NULL | NULL | NULL | NULL | https://reliabilityweb.com/ | https://reliabilityweb.com/ | https://reliabilityweb.com/ | NULL | https://blog.capterra.com/ | https://sensorcloud.com/ | NULL | NULL | NULL
82 | 2. Implementation | 2.91 Source 3 - Short | Item 2 | AlphaNum | NULL | NULL | NULL | NULL | NULL | NULL | NULL | NULL | NULL | NULL | http://advantech-bb.com/ | http://advantech-bb.com/ | http://advantech-bb.com/ | NULL | NULL | https://www.paessler.com/ | NULL | NULL | NULL
83 | 2. Implementation | 2.1 Name | Item 3 | AlphaNum | NULL | NULL | NULL | Gateway implementation | NULL | NULL | NULL | NULL | NULL | NULL | NULL | NULL | NULL | NULL | NULL | Installation of the local parking guidance system | NULL | NULL | NULL
84 | 2. Implementation | 2.2 Unit | Item 3 | AlphaNum | NULL | NULL | NULL | Per gateway | NULL | NULL | NULL | NULL | NULL | NULL | NULL | NULL | NULL | NULL | NULL | Per guidance system | NULL | NULL | NULL
85 | 2. Implementation | 2.3 Ratio # Units / Measure | Item 3 | Num # | NULL | NULL | NULL | 0.001 | NULL | NULL | NULL | NULL | NULL | NULL | NULL | NULL | NULL | NULL | NULL | 0.1 | NULL | NULL | NULL
86 | 2. Implementation | 2.2 Implementation cost per Unit - Min | Item 3 | £ | NULL | NULL | NULL | 7100 | NULL | NULL | NULL | NULL | NULL | NULL | NULL | NULL | NULL | NULL | NULL | 64 | NULL | NULL | NULL
87 | 2. Implementation | 2.3 Implementation cost per Unit - Max | Item 3 | £ | NULL | NULL | NULL | 22000 | NULL | NULL | NULL | NULL | NULL | NULL | NULL | NULL | NULL | NULL | NULL | 385 | NULL | NULL | NULL
88 | 2. Implementation | 2.5 Source 1 | Item 3 | AlphaNum | NULL | NULL | NULL | http://democracy.cityoflondon.gov.uk/documents/s63133/Street%20Lighting%20Review%20G3-4%20Report%20-%20Final.pdf | NULL | NULL | NULL | NULL | NULL | NULL | NULL | NULL | NULL | NULL | NULL | Internal research | NULL | NULL | NULL
89 | 2. Implementation | 2.6 Source 2 | Item 3 | AlphaNum | NULL | NULL | NULL | http://rondstech.com/product/street-light-control-systems-with-smart-gateway/ | NULL | NULL | NULL | NULL | NULL | NULL | NULL | NULL | NULL | NULL | NULL | https://www.itscosts.its.dot.gov/ITS/benecost.nsf/ID/F1112FA098133F3C85256DB100458923?OpenDocument&Query=CApp | NULL | NULL | NULL
90 | 2. Implementation | 2.7 Source 3 | Item 3 | AlphaNum | NULL | NULL | NULL | Internal research | NULL | NULL | NULL | NULL | NULL | NULL | NULL | NULL | NULL | NULL | NULL | NULL | NULL | NULL | NULL
91 | 2. Implementation | 2.8 Source 1 - Short | Item 3 | AlphaNum | NULL | NULL | NULL | http://democracy.cityoflondon.gov.uk/ | NULL | NULL | NULL | NULL | NULL | NULL | NULL | NULL | NULL | NULL | NULL | Internal research | NULL | NULL | NULL
92 | 2. Implementation | 2.9 Source 2 - Short | Item 3 | AlphaNum | NULL | NULL | NULL | http://rondstech.com/ | NULL | NULL | NULL | NULL | NULL | NULL | NULL | NULL | NULL | NULL | NULL | https://www.itscosts.its.dot.gov/ | NULL | NULL | NULL
93 | 2. Implementation | 2.91 Source 3 - Short | Item 3 | AlphaNum | NULL | NULL | NULL | Internal research | NULL | NULL | NULL | NULL | NULL | NULL | NULL | NULL | NULL | NULL | NULL | NULL | NULL | NULL | NULL
94 | 2. Implementation | 2.1 Name | Item 4 | AlphaNum | NULL | NULL | NULL | NULL | NULL | NULL | NULL | NULL | NULL | NULL | NULL | NULL | NULL | NULL | NULL | NULL | NULL | NULL | NULL
95 | 2. Implementation | 2.2 Unit | Item 4 | AlphaNum | NULL | NULL | NULL | NULL | NULL | NULL | NULL | NULL | NULL | NULL | NULL | NULL | NULL | NULL | NULL | NULL | NULL | NULL | NULL
96 | 2. Implementation | 2.3 Ratio # Units / Measure | Item 4 | Num # | NULL | NULL | NULL | NULL | NULL | NULL | NULL | NULL | NULL | NULL | NULL | NULL | NULL | NULL | NULL | NULL | NULL | NULL | NULL
97 | 2. Implementation | 2.2 Implementation cost per Unit - Min | Item 4 | £ | NULL | NULL | NULL | NULL | NULL | NULL | NULL | NULL | NULL | NULL | NULL | NULL | NULL | NULL | NULL | NULL | NULL | NULL | NULL
98 | 2. Implementation | 2.3 Implementation cost per Unit - Max | Item 4 | £ | NULL | NULL | NULL | NULL | NULL | NULL | NULL | NULL | NULL | NULL | NULL | NULL | NULL | NULL | NULL | NULL | NULL | NULL | NULL
99 | 2. Implementation | 2.5 Source 1 | Item 4 | AlphaNum | NULL | NULL | NULL | NULL | NULL | NULL | NULL | NULL | NULL | NULL | NULL | NULL | NULL | NULL | NULL | NULL | NULL | NULL | NULL
100 | 2. Implementation | 2.6 Source 2 | Item 4 | AlphaNum | NULL | NULL | NULL | NULL | NULL | NULL | NULL | NULL | NULL | NULL | NULL | NULL | NULL | NULL | NULL | NULL | NULL | NULL | NULL
101 | 2. Implementation | 2.7 Source 3 | Item 4 | AlphaNum | NULL | NULL | NULL | NULL | NULL | NULL | NULL | NULL | NULL | NULL | NULL | NULL | NULL | NULL | NULL | NULL | NULL | NULL | NULL
102 | 2. Implementation | 2.8 Source 1 - Short | Item 4 | AlphaNum | NULL | NULL | NULL | NULL | NULL | NULL | NULL | NULL | NULL | NULL | NULL | NULL | NULL | NULL | NULL | NULL | NULL | NULL | NULL
103 | 2. Implementation | 2.9 Source 2 - Short | Item 4 | AlphaNum | NULL | NULL | NULL | NULL | NULL | NULL | NULL | NULL | NULL | NULL | NULL | NULL | NULL | NULL | NULL | NULL | NULL | NULL | NULL
104 | 2. Implementation | 2.91 Source 3 - Short | Item 4 | AlphaNum | NULL | NULL | NULL | NULL | NULL | NULL | NULL | NULL | NULL | NULL | NULL | NULL | NULL | NULL | NULL | NULL | NULL | NULL | NULL
105 | 2. Implementation | 2.1 Name | Item 5 | AlphaNum | NULL | NULL | NULL | NULL | NULL | NULL | NULL | NULL | NULL | NULL | NULL | NULL | NULL | NULL | NULL | NULL | NULL | NULL | NULL
106 | 2. Implementation | 2.2 Unit | Item 5 | AlphaNum | NULL | NULL | NULL | NULL | NULL | NULL | NULL | NULL | NULL | NULL | NULL | NULL | NULL | NULL | NULL | NULL | NULL | NULL | NULL
107 | 2. Implementation | 2.3 Ratio # Units / Measure | Item 5 | Num # | NULL | NULL | NULL | NULL | NULL | NULL | NULL | NULL | NULL | NULL | NULL | NULL | NULL | NULL | NULL | NULL | NULL | NULL | NULL
108 | 2. Implementation | 2.2 Implementation cost per Unit - Min | Item 5 | £ | NULL | NULL | NULL | NULL | NULL | NULL | NULL | NULL | NULL | NULL | NULL | NULL | NULL | NULL | NULL | NULL | NULL | NULL | NULL
109 | 2. Implementation | 2.3 Implementation cost per Unit - Max | Item 5 | £ | NULL | NULL | NULL | NULL | NULL | NULL | NULL | NULL | NULL | NULL | NULL | NULL | NULL | NULL | NULL | NULL | NULL | NULL | NULL
110 | 2. Implementation | 2.5 Source 1 | Item 5 | AlphaNum | NULL | NULL | NULL | NULL | NULL | NULL | NULL | NULL | NULL | NULL | NULL | NULL | NULL | NULL | NULL | NULL | NULL | NULL | NULL
111 | 2. Implementation | 2.6 Source 2 | Item 5 | AlphaNum | NULL | NULL | NULL | NULL | NULL | NULL | NULL | NULL | NULL | NULL | NULL | NULL | NULL | NULL | NULL | NULL | NULL | NULL | NULL
112 | 2. Implementation | 2.7 Source 3 | Item 5 | AlphaNum | NULL | NULL | NULL | NULL | NULL | NULL | NULL | NULL | NULL | NULL | NULL | NULL | NULL | NULL | NULL | NULL | NULL | NULL | NULL
113 | 2. Implementation | 2.8 Source 1 - Short | Item 5 | AlphaNum | NULL | NULL | NULL | NULL | NULL | NULL | NULL | NULL | NULL | NULL | NULL | NULL | NULL | NULL | NULL | NULL | NULL | NULL | NULL
114 | 2. Implementation | 2.9 Source 2 - Short | Item 5 | AlphaNum | NULL | NULL | NULL | NULL | NULL | NULL | NULL | NULL | NULL | NULL | NULL | NULL | NULL | NULL | NULL | NULL | NULL | NULL | NULL
115 | 2. Implementation | 2.91 Source 3 - Short | Item 5 | AlphaNum | NULL | NULL | NULL | NULL | NULL | NULL | NULL | NULL | NULL | NULL | NULL | NULL | NULL | NULL | NULL | NULL | NULL | NULL | NULL
116 | 3. Opex | 3.1 Name | Item 1 | AlphaNum | Maintenance of the pole | Maintenance of smart lamppost | Maintenance of LED Bulb and electric system | Maintenance of the control boxes | Maintenance of the EV charging point | Maintenance of the PV panel | Maintenance of the battery &remote control | Maintenance of the CCTV monitor | Maintenance of the PTT device | Maintenance of the public speakers | Maintenance of the Air Quality Sensor | Maintenance of the noise sensor | Maintenance of the water level sensor | Maintenance of the banner | Maintenance of the sensor | Maintenance of the sensor | Maintenance of the sensor | Maintenance of the Antenna | Maintenance of the Antenna
117 | 3. Opex | 3.2 Unit | Item 1 | AlphaNum | Per Pole | Per smart Lampost | Per LED light | Per sensor | Per charging point | Per PV panel | Per battery | Per CCTV | Per PTT device | Per public speakers | Per sensor | Per sensor | Per sensor | Per banner | Per traffic sensor | Per sensor | Per Wifi sensor | Per Antennas | Per 5G antenna
118 | 3. Opex | 3.3 Ratio # Units / Measure | Item 1 | Num # | 1 | 1 | 1 | 1 | 0.01 | 0.1 | 0.1 | 0.05 | 0.05 | 0.05 | 0.1 | 0.1 | 0.05 | 0.05 | 0.2 | 0.1 | 0.05 | 0.1 | 0.02
119 | 3. Opex | 3.4 Monthly Cost / Unit - Min | Item 1 | £ | 5 | 7.5 | 3 | 6 | 7 | 9 | 6 | 2 | 4 | 1 | 3 | 3 | 3 | 5 | 90 | 5 | 4 | 5 | 5
120 | 3. Opex | 3.5 Monthly Cost / Unit - Max | Item 1 | £ | 15 | 22.5 | 4 | 12 | 20 | 11 | 11 | 5 | 25 | 3 | 4 | 4 | 4 | 8 | 290 | 8 | 5 | 10 | 10
121 | 3. Opex | 3.6 Source 1 | Item 1 | AlphaNum | https://www.streetlights-solar.com/2018/07/19/cost-comparison-between-solar-vs-traditional-lights/ | Internal research | http://www.nyc.gov/html/dot/html/infrastructure/streetlights.shtml | Internal research | https://www.ohmhomenow.com/electric-vehicles/ev-charging-station-cost/ | https://info.lightinus.com/solar-street-lights#solar_street_light_applications | Internal research | Internal research | Internal research | Internal research | Internal research | Internal research | Internal research | Internal research | https://www.quora.com/What-are-typical-maintenance-fees-as-a-percentage-of-up-front-license-costs-for-enterprise-software | Internal research | Internal research | Internal research | Internal research
122 | 3. Opex | 3.7 Source 2 | Item 1 | AlphaNum | Internal research | NULL | http://mallatite.co.uk/street-lighting/retrofit-led-street-lamps/ | https://www.homeadvisor.com/cost/electrical/upgrade-an-electrical-panel/ | https://www.reminetwork.com/articles/the-benefits-of-ev-charging-stations/ | https://www.streetlights-solar.com/2018/07/19/cost-comparison-between-solar-vs-traditional-lights/ | NULL | NULL | NULL | NULL | NULL | NULL | NULL | NULL | https://galorath.com | https://www.nwave.io/smart-parking-sensor/ | NULL | NULL | NULL
123 | 3. Opex | 3.8 Source 3 | Item 1 | AlphaNum | NULL | NULL | NULL | https://www.thumbtack.com/p/fuse-box-installation-cost | http://tompkinscountyny.gov/files2/itctc/projects/EV/Tompkins%20EVSE%20Installation%20Analysis%20FINAL.pdf | NULL | NULL | NULL | NULL | NULL | NULL | NULL | NULL | NULL | http://www.itsinternational.com/sections/cost-benefit-analysis/features/wavetronix-radar-based-traffic-sensor-cuts-costs/ | https://www.researchgate.net/publication/280213474_How_Much_Can_a_Smart_Parking_System_Save_You | NULL | NULL | NULL
124 | 3. Opex | 3.9 Source 1 - Short | Item 1 | AlphaNum | https://www.streetlights-solar.com | Internal research | http://www.nyc.gov/ | Internal research | https://www.ohmhomenow.com/ | https://info.lightinus.com/ | Internal research | Internal research | Internal research | Internal research | Internal research | Internal research | Internal research | Internal research | https://www.quora.com/ | Internal research | Internal research | Internal research | Internal research
125 | 3. Opex | 3.91 Source 2 - Short | Item 1 | AlphaNum | Internal research | NULL | http://mallatite.co.uk/ | https://www.homeadvisor.com/ | https://www.reminetwork.com/ | https://www.streetlights-solar.com/ | NULL | NULL | NULL | NULL | NULL | NULL | NULL | NULL | https://galorath.com | https://www.nwave.io/ | NULL | NULL | NULL
126 | 3. Opex | 3.92 Source 3 - Short | Item 1 | AlphaNum | NULL | NULL | NULL | https://www.thumbtack.com/ | http://tompkinscountyny.gov/ | NULL | NULL | NULL | NULL | NULL | NULL | NULL | NULL | NULL | http://www.itsinternational.com/ | https://www.researchgate.net/ | NULL | NULL | NULL
127 | 3. Opex | 3.1 Name | Item 2 | AlphaNum | NULL | NULL | Maintenance of the Electrical systems | Software maintenance | Data and transactions run costs | Maintenance of the battery & remote control | NULL | Maintenance of the CCTV camera | NULL | NULL | Maintenance of the software | Maintenance of the software | Maintenance of the software | NULL | Maintenance of the software | Maintenance of the Data collector | NULL | NULL | NULL
128 | 3. Opex | 3.2 Unit | Item 2 | AlphaNum | NULL | NULL | Per cabling system | Per software | Per charging point | Per battery | NULL | Per CCTV camera | NULL | NULL | Per software | Per software | Per Software | NULL | Per software | Per gateway | NULL | NULL | NULL
129 | 3. Opex | 3.3 Ratio # Units / Measure | Item 2 | Num # | NULL | NULL | 1 | NA | 0.01 | 0.1 | NULL | 0.05 | NULL | NULL | NA | NA | NA | NULL | 0.2 | 0.1 | NULL | NULL | NULL
130 | 3. Opex | 3.4 Monthly Cost / Unit - Min | Item 2 | £ | NULL | NULL | 3 | 312 | 20 | 4 | NULL | 6 | NULL | NULL | 14 | 14 | 14 | NULL | 8 | 7 | NULL | NULL | NULL
131 | 3. Opex | 3.5 Monthly Cost / Unit - Max | Item 2 | £ | NULL | NULL | 7 | 1062 | 25 | 8 | NULL | 19 | NULL | NULL | 64 | 64 | 64 | NULL | 24 | 11 | NULL | NULL | NULL
132 | 3. Opex | 3.6 Source 1 | Item 2 | AlphaNum | NULL | NULL | Internal research | Internal research | https://www.preciseparklink.com/news/top-10-benefits-of-installing-ev-chargers-in-ontario | Internal research | NULL | https://www.thumbtack.com/p/security-camera-installation-cost | NULL | NULL | Internal research | Internal research | Internal research | NULL | https://blog.capterra.com/how-much-does-network-monitoring-software-cost/ | Internal research | NULL | NULL | NULL
133 | 3. Opex | 3.7 Source 2 | Item 2 | AlphaNum | NULL | NULL | https://blog.lightinus.com/comparing-traditional-street-lights-and-solar-energy-lights | NULL | http://tompkinscountyny.gov/files2/itctc/projects/EV/Tompkins%20EVSE%20Installation%20Analysis%20FINAL.pdf | NULL | NULL | Internal research | NULL | NULL | http://advantech-bb.com/sensor-networking-cost-model/ | http://advantech-bb.com/sensor-networking-cost-model/ | http://advantech-bb.com/sensor-networking-cost-model/ | NULL | Internal research | https://sensorcloud.com/pricing | NULL | NULL | NULL
134 | 3. Opex | 3.8 Source 3 | Item 2 | AlphaNum | NULL | NULL | https://www.streetlights-solar.com/2018/07/19/cost-comparison-between-solar-vs-traditional-lights/ | NULL | NULL | NULL | NULL | NULL | NULL | NULL | NULL | NULL | NULL | NULL | NULL | NULL | NULL | NULL | NULL
135 | 3. Opex | 3.9 Source 1 - Short | Item 2 | AlphaNum | NULL | NULL | Internal research | Internal research | https://www.preciseparklink.com/ | Internal research | NULL | https://www.thumbtack.com/ | NULL | NULL | Internal research | Internal research | Internal research | NULL | https://blog.capterra.com/ | Internal research | NULL | NULL | NULL
136 | 3. Opex | 3.91 Source 2 - Short | Item 2 | AlphaNum | NULL | NULL | https://blog.lightinus.com/ | NULL | http://tompkinscountyny.gov/ | NULL | NULL | Internal research | NULL | NULL | http://advantech-bb.com/ | http://advantech-bb.com/ | http://advantech-bb.com/ | NULL | Internal research | https://sensorcloud.com/ | NULL | NULL | NULL
137 | 3. Opex | 3.92 Source 3 - Short | Item 2 | AlphaNum | NULL | NULL | https://www.streetlights-solar.com/ | NULL | NULL | NULL | NULL | NULL | NULL | NULL | NULL | NULL | NULL | NULL | NULL | NULL | NULL | NULL | NULL
138 | 3. Opex | 3.1 Name | Item 3 | AlphaNum | NULL | NULL | NULL | Maintenance of the box gateway | Electricity cost | NULL | NULL | Maintenance of the DVR (Digital Video Recorder) and monitor | NULL | NULL | NULL | NULL | NULL | NULL | NULL | Maintenance of local parking guidance system | NULL | NULL | NULL
139 | 3. Opex | 3.2 Unit | Item 3 | AlphaNum | NULL | NULL | NULL | Per gateway | Per EV charging point | NULL | NULL | Per DVR/NVR | NULL | NULL | NULL | NULL | NULL | NULL | NULL | Per guidance system | NULL | NULL | NULL
140 | 3. Opex | 3.3 Ratio # Units / Measure | Item 3 | Num # | NULL | NULL | NULL | 0.001 | 0.01 | NULL | NULL | 0.05 | NULL | NULL | NULL | NULL | NULL | NULL | NULL | 0.1 | NULL | NULL | NULL
141 | 3. Opex | 3.4 Monthly Cost / Unit - Min | Item 3 | £ | NULL | NULL | NULL | 90 | 270 | NULL | NULL | 30 | NULL | NULL | NULL | NULL | NULL | NULL | NULL | 2 | NULL | NULL | NULL
142 | 3. Opex | 3.5 Monthly Cost / Unit - Max | Item 3 | £ | NULL | NULL | NULL | 275 | 300 | NULL | NULL | 55 | NULL | NULL | NULL | NULL | NULL | NULL | NULL | 5 | NULL | NULL | NULL
143 | 3. Opex | 3.6 Source 1 | Item 3 | AlphaNum | NULL | NULL | NULL | http://democracy.cityoflondon.gov.uk/documents/s63133/Street%20Lighting%20Review%20G3-4%20Report%20-%20Final.pdf | https://www.reminetwork.com/articles/the-benefits-of-ev-charging-stations/ | NULL | NULL | https://householdquotes.co.uk/cctv-installation/ | NULL | NULL | NULL | NULL | NULL | NULL | NULL | Internal research | NULL | NULL | NULL
144 | 3. Opex | 3.7 Source 2 | Item 3 | AlphaNum | NULL | NULL | NULL | Internal research | https://www.ukpower.co.uk/home_energy/tariffs-per-unit-kwh | NULL | NULL | https://www.fixr.com/costs/install-video-surveillance-cameras | NULL | NULL | NULL | NULL | NULL | NULL | NULL | https://www.itscosts.its.dot.gov/ITS/benecost.nsf/ID/F1112FA098133F3C85256DB100458923?OpenDocument&Query=CApp | NULL | NULL | NULL
145 | 3. Opex | 3.8 Source 3 | Item 3 | AlphaNum | NULL | NULL | NULL | NULL | NULL | NULL | NULL | https://www.safehome.org/security-systems/adt/ | NULL | NULL | NULL | NULL | NULL | NULL | NULL | NULL | NULL | NULL | NULL
146 | 3. Opex | 3.9 Source 1 - Short | Item 3 | AlphaNum | NULL | NULL | NULL | http://democracy.cityoflondon.gov.uk/ | https://www.reminetwork.com/ | NULL | NULL | https://householdquotes.co.uk/ | NULL | NULL | NULL | NULL | NULL | NULL | NULL | Internal research | NULL | NULL | NULL
147 | 3. Opex | 3.91 Source 2 - Short | Item 3 | AlphaNum | NULL | NULL | NULL | Internal research | https://www.ukpower.co.uk/ | NULL | NULL | https://www.fixr.com/ | NULL | NULL | NULL | NULL | NULL | NULL | NULL | https://www.itscosts.its.dot.gov/ | NULL | NULL | NULL
148 | 3. Opex | 3.92 Source 3 - Short | Item 3 | AlphaNum | NULL | NULL | NULL | NULL | NULL | NULL | NULL | https://www.safehome.org/ | NULL | NULL | NULL | NULL | NULL | NULL | NULL | NULL | NULL | NULL | NULL
149 | 3. Opex | 3.1 Name | Item 4 | AlphaNum | NULL | NULL | NULL | NULL | NULL | NULL | NULL | NULL | NULL | NULL | NULL | NULL | NULL | NULL | NULL | NULL | NULL | NULL | NULL
150 | 3. Opex | 3.2 Unit | Item 4 | AlphaNum | NULL | NULL | NULL | NULL | NULL | NULL | NULL | NULL | NULL | NULL | NULL | NULL | NULL | NULL | NULL | NULL | NULL | NULL | NULL
151 | 3. Opex | 3.3 Ratio # Units / Measure | Item 4 | Num # | NULL | NULL | NULL | NULL | NULL | NULL | NULL | NULL | NULL | NULL | NULL | NULL | NULL | NULL | NULL | NULL | NULL | NULL | NULL
152 | 3. Opex | 3.4 Monthly Cost / Unit - Min | Item 4 | £ | NULL | NULL | NULL | NULL | NULL | NULL | NULL | NULL | NULL | NULL | NULL | NULL | NULL | NULL | NULL | NULL | NULL | NULL | NULL
153 | 3. Opex | 3.5 Monthly Cost / Unit - Max | Item 4 | £ | NULL | NULL | NULL | NULL | NULL | NULL | NULL | NULL | NULL | NULL | NULL | NULL | NULL | NULL | NULL | NULL | NULL | NULL | NULL
154 | 3. Opex | 3.6 Source 1 | Item 4 | AlphaNum | NULL | NULL | NULL | NULL | NULL | NULL | NULL | NULL | NULL | NULL | NULL | NULL | NULL | NULL | NULL | NULL | NULL | NULL | NULL
155 | 3. Opex | 3.7 Source 2 | Item 4 | AlphaNum | NULL | NULL | NULL | NULL | NULL | NULL | NULL | NULL | NULL | NULL | NULL | NULL | NULL | NULL | NULL | NULL | NULL | NULL | NULL
156 | 3. Opex | 3.8 Source 3 | Item 4 | AlphaNum | NULL | NULL | NULL | NULL | NULL | NULL | NULL | NULL | NULL | NULL | NULL | NULL | NULL | NULL | NULL | NULL | NULL | NULL | NULL
157 | 3. Opex | 3.9 Source 1 - Short | Item 4 | AlphaNum | NULL | NULL | NULL | NULL | NULL | NULL | NULL | NULL | NULL | NULL | NULL | NULL | NULL | NULL | NULL | NULL | NULL | NULL | NULL
158 | 3. Opex | 3.91 Source 2 - Short | Item 4 | AlphaNum | NULL | NULL | NULL | NULL | NULL | NULL | NULL | NULL | NULL | NULL | NULL | NULL | NULL | NULL | NULL | NULL | NULL | NULL | NULL
159 | 3. Opex | 3.92 Source 3 - Short | Item 4 | AlphaNum | NULL | NULL | NULL | NULL | NULL | NULL | NULL | NULL | NULL | NULL | NULL | NULL | NULL | NULL | NULL | NULL | NULL | NULL | NULL
160 | 3. Opex | 3.1 Name | Item 5 | AlphaNum | NULL | NULL | NULL | NULL | NULL | NULL | NULL | NULL | NULL | NULL | NULL | NULL | NULL | NULL | NULL | NULL | NULL | NULL | NULL
161 | 3. Opex | 3.2 Unit | Item 5 | AlphaNum | NULL | NULL | NULL | NULL | NULL | NULL | NULL | NULL | NULL | NULL | NULL | NULL | NULL | NULL | NULL | NULL | NULL | NULL | NULL
162 | 3. Opex | 3.3 Ratio # Units / Measure | Item 5 | Num # | NULL | NULL | NULL | NULL | NULL | NULL | NULL | NULL | NULL | NULL | NULL | NULL | NULL | NULL | NULL | NULL | NULL | NULL | NULL
163 | 3. Opex | 3.4 Monthly Cost / Unit - Min | Item 5 | £ | NULL | NULL | NULL | NULL | NULL | NULL | NULL | NULL | NULL | NULL | NULL | NULL | NULL | NULL | NULL | NULL | NULL | NULL | NULL
164 | 3. Opex | 3.5 Monthly Cost / Unit - Max | Item 5 | £ | NULL | NULL | NULL | NULL | NULL | NULL | NULL | NULL | NULL | NULL | NULL | NULL | NULL | NULL | NULL | NULL | NULL | NULL | NULL
165 | 3. Opex | 3.6 Source 1 | Item 5 | AlphaNum | NULL | NULL | NULL | NULL | NULL | NULL | NULL | NULL | NULL | NULL | NULL | NULL | NULL | NULL | NULL | NULL | NULL | NULL | NULL
166 | 3. Opex | 3.7 Source 2 | Item 5 | AlphaNum | NULL | NULL | NULL | NULL | NULL | NULL | NULL | NULL | NULL | NULL | NULL | NULL | NULL | NULL | NULL | NULL | NULL | NULL | NULL
167 | 3. Opex | 3.8 Source 3 | Item 5 | AlphaNum | NULL | NULL | NULL | NULL | NULL | NULL | NULL | NULL | NULL | NULL | NULL | NULL | NULL | NULL | NULL | NULL | NULL | NULL | NULL
168 | 3. Opex | 3.9 Source 1 - Short | Item 5 | AlphaNum | NULL | NULL | NULL | NULL | NULL | NULL | NULL | NULL | NULL | NULL | NULL | NULL | NULL | NULL | NULL | NULL | NULL | NULL | NULL
169 | 3. Opex | 3.91 Source 2 - Short | Item 5 | AlphaNum | NULL | NULL | NULL | NULL | NULL | NULL | NULL | NULL | NULL | NULL | NULL | NULL | NULL | NULL | NULL | NULL | NULL | NULL | NULL
170 | 3. Opex | 3.92 Source 3 - Short | Item 5 | AlphaNum | NULL | NULL | NULL | NULL | NULL | NULL | NULL | NULL | NULL | NULL | NULL | NULL | NULL | NULL | NULL | NULL | NULL | NULL | NULL
171 | 4. Revenues | 4.1 Name | Item 1 | AlphaNum | NULL | NULL | NULL | NULL | User fee - Membership card | NULL | NULL | NULL | NULL | NULL | NULL | NULL | NULL | Advertisement | NULL | NULL | Access to Wifi point | NULL | NULL
172 | 4. Revenues | 4.2 Unit | Item 1 | AlphaNum | NULL | NULL | NULL | NULL | Per user | NULL | NULL | NULL | NULL | NULL | NULL | NULL | NULL | Per Banner | NULL | NULL | Per wifi access point | NULL | NULL
173 | 4. Revenues | 4.3 Ratio # Units / Measure per month | Item 1 | Num # | NULL | NULL | NULL | NULL | 0.01 | NULL | NULL | NULL | NULL | NULL | NULL | NULL | NULL | 0.05 | NULL | NULL | 0.05 | NULL | NULL
174 | 4. Revenues | 4.4 Price per Unit - Min | Item 1 | £ | NULL | NULL | NULL | NULL | 8 | NULL | NULL | NULL | NULL | NULL | NULL | NULL | NULL | 130 | NULL | NULL | 5.38 | NULL | NULL
175 | 4. Revenues | 4.5 Price per Unit - Max | Item 1 | £ | NULL | NULL | NULL | NULL | 10 | NULL | NULL | NULL | NULL | NULL | NULL | NULL | NULL | 300 | NULL | NULL | 5.49 | NULL | NULL
176 | 4. Revenues | 4.6 Source 1 | Item 1 | AlphaNum | NULL | NULL | NULL | NULL | https://www.preciseparklink.com/news/top-10-benefits-of-installing-ev-chargers-in-ontario | NULL | NULL | NULL | NULL | NULL | NULL | NULL | NULL | https://www.hastings.gov.uk/press_media/advertising/lamppostbanners/ | NULL | NULL | https://nypost.com/2018/05/01/nycs-free-public-wi-fi-kiosks-arent-making-enough-money/ | NULL | NULL
177 | 4. Revenues | 4.7 Source 2 | Item 1 | AlphaNum | NULL | NULL | NULL | NULL | https://www.evgo.com/charging-plans/ | NULL | NULL | NULL | NULL | NULL | NULL | NULL | NULL | https://www.peterborough.gov.uk/business/commercial-information/advertising/ | NULL | NULL | https://apolitical.co/solution_article/new-york-city-profit-500m-providing-free-public-wi-fi/ | NULL | NULL
178 | 4. Revenues | 4.8 Source 3 | Item 1 | AlphaNum | NULL | NULL | NULL | NULL | https://polar-network.com | NULL | NULL | NULL | NULL | NULL | NULL | NULL | NULL | https://www.luton.gov.uk/council_government_and_democracy/councils/communications/sponsorship%20and%20advertising/pages/lamppost%20advertising%20(managed%20by%20bay%20media).aspx | NULL | NULL | Internal research | NULL | NULL
179 | 4. Revenues | 4.9 Source 1 - Short | Item 1 | AlphaNum | NULL | NULL | NULL | NULL | https://www.preciseparklink.com/ | NULL | NULL | NULL | NULL | NULL | NULL | NULL | NULL | https://www.hastings.gov.uk/ | NULL | NULL | https://nypost.com | NULL | NULL
180 | 4. Revenues | 4.91 Source 2 - Short | Item 1 | AlphaNum | NULL | NULL | NULL | NULL | https://www.evgo.com/ | NULL | NULL | NULL | NULL | NULL | NULL | NULL | NULL | https://www.peterborough.gov.uk/ | NULL | NULL | https://apolitical.co/ | NULL | NULL
181 | 4. Revenues | 4.92 Source 3 - Short | Item 1 | AlphaNum | NULL | NULL | NULL | NULL | https://polar-network.com | NULL | NULL | NULL | NULL | NULL | NULL | NULL | NULL | https://www.luton.gov.uk/ | NULL | NULL | Internal research | NULL | NULL
182 | 4. Revenues | 4.1 Name | Item 2 | AlphaNum | NULL | NULL | NULL | NULL | Electricity charging fees | NULL | NULL | NULL | NULL | NULL | NULL | NULL | NULL | NULL | NULL | NULL | NULL | NULL | NULL
183 | 4. Revenues | 4.2 Unit | Item 2 | AlphaNum | NULL | NULL | NULL | NULL | Per charging point | NULL | NULL | NULL | NULL | NULL | NULL | NULL | NULL | NULL | NULL | NULL | NULL | NULL | NULL
184 | 4. Revenues | 4.3 Ratio # Units / Measure per month | Item 2 | Num # | NULL | NULL | NULL | NULL | 0.01 | NULL | NULL | NULL | NULL | NULL | NULL | NULL | NULL | NULL | NULL | NULL | NULL | NULL | NULL
185 | 4. Revenues | 4.4 Price per Unit - Min | Item 2 | £ | NULL | NULL | NULL | NULL | 525 | NULL | NULL | NULL | NULL | NULL | NULL | NULL | NULL | NULL | NULL | NULL | NULL | NULL | NULL
186 | 4. Revenues | 4.5 Price per Unit - Max | Item 2 | £ | NULL | NULL | NULL | NULL | 875 | NULL | NULL | NULL | NULL | NULL | NULL | NULL | NULL | NULL | NULL | NULL | NULL | NULL | NULL
187 | 4. Revenues | 4.6 Source 1 | Item 2 | AlphaNum | NULL | NULL | NULL | NULL | https://www.justpark.com/uk/parking/london/ | NULL | NULL | NULL | NULL | NULL | NULL | NULL | NULL | NULL | NULL | NULL | NULL | NULL | NULL
188 | 4. Revenues | 4.7 Source 2 | Item 2 | AlphaNum | NULL | NULL | NULL | NULL | https://www.reminetwork.com/articles/the-benefits-of-ev-charging-stations/ | NULL | NULL | NULL | NULL | NULL | NULL | NULL | NULL | NULL | NULL | NULL | NULL | NULL | NULL
189 | 4. Revenues | 4.8 Source 3 | Item 2 | AlphaNum | NULL | NULL | NULL | NULL | https://char.gy | NULL | NULL | NULL | NULL | NULL | NULL | NULL | NULL | NULL | NULL | NULL | NULL | NULL | NULL
190 | 4. Revenues | 4.9 Source 1 - Short | Item 2 | AlphaNum | NULL | NULL | NULL | NULL | https://www.justpark.com/ | NULL | NULL | NULL | NULL | NULL | NULL | NULL | NULL | NULL | NULL | NULL | NULL | NULL | NULL
191 | 4. Revenues | 4.91 Source 2 - Short | Item 2 | AlphaNum | NULL | NULL | NULL | NULL | https://www.reminetwork.com/ | NULL | NULL | NULL | NULL | NULL | NULL | NULL | NULL | NULL | NULL | NULL | NULL | NULL | NULL
192 | 4. Revenues | 4.92 Source 3 - Short | Item 2 | AlphaNum | NULL | NULL | NULL | NULL | https://char.gy | NULL | NULL | NULL | NULL | NULL | NULL | NULL | NULL | NULL | NULL | NULL | NULL | NULL | NULL
193 | 4. Revenues | 4.1 Name | Item 3 | AlphaNum | NULL | NULL | NULL | NULL | Fees for parking-services | NULL | NULL | NULL | NULL | NULL | NULL | NULL | NULL | NULL | NULL | NULL | NULL | NULL | NULL
194 | 4. Revenues | 4.2 Unit | Item 3 | AlphaNum | NULL | NULL | NULL | NULL | Per charging point | NULL | NULL | NULL | NULL | NULL | NULL | NULL | NULL | NULL | NULL | NULL | NULL | NULL | NULL
195 | 4. Revenues | 4.3 Ratio # Units / Measure per month | Item 3 | Num # | NULL | NULL | NULL | NULL | 0.01 | NULL | NULL | NULL | NULL | NULL | NULL | NULL | NULL | NULL | NULL | NULL | NULL | NULL | NULL
196 | 4. Revenues | 4.4 Price per Unit - Min | Item 3 | £ | NULL | NULL | NULL | NULL | 455 | NULL | NULL | NULL | NULL | NULL | NULL | NULL | NULL | NULL | NULL | NULL | NULL | NULL | NULL
197 | 4. Revenues | 4.5 Price per Unit - Max | Item 3 | £ | NULL | NULL | NULL | NULL | 470 | NULL | NULL | NULL | NULL | NULL | NULL | NULL | NULL | NULL | NULL | NULL | NULL | NULL | NULL
198 | 4. Revenues | 4.6 Source 1 | Item 3 | AlphaNum | NULL | NULL | NULL | NULL | Internal research | NULL | NULL | NULL | NULL | NULL | NULL | NULL | NULL | NULL | NULL | NULL | NULL | NULL | NULL
199 | 4. Revenues | 4.7 Source 2 | Item 3 | AlphaNum | NULL | NULL | NULL | NULL | https://www.yourparkingspace.co.uk/london-parking-spaces-and-garages-to-rent | NULL | NULL | NULL | NULL | NULL | NULL | NULL | NULL | NULL | NULL | NULL | NULL | NULL | NULL
200 | 4. Revenues | 4.8 Source 3 | Item 3 | AlphaNum | NULL | NULL | NULL | NULL | https://greentransportation.info/ev-charging/range-confidence/chap4-charging/making-money.html | NULL | NULL | NULL | NULL | NULL | NULL | NULL | NULL | NULL | NULL | NULL | NULL | NULL | NULL
201 | 4. Revenues | 4.9 Source 1 - Short | Item 3 | AlphaNum | NULL | NULL | NULL | NULL | Internal research | NULL | NULL | NULL | NULL | NULL | NULL | NULL | NULL | NULL | NULL | NULL | NULL | NULL | NULL
202 | 4. Revenues | 4.91 Source 2 - Short | Item 3 | AlphaNum | NULL | NULL | NULL | NULL | https://www.yourparkingspace.co.uk/ | NULL | NULL | NULL | NULL | NULL | NULL | NULL | NULL | NULL | NULL | NULL | NULL | NULL | NULL
203 | 4. Revenues | 4.92 Source 3 - Short | Item 3 | AlphaNum | NULL | NULL | NULL | NULL | https://greentransportation.info/ | NULL | NULL | NULL | NULL | NULL | NULL | NULL | NULL | NULL | NULL | NULL | NULL | NULL | NULL
204 | 4. Revenues | 4.1 Name | Item 4 | AlphaNum | NULL | NULL | NULL | NULL | NULL | NULL | NULL | NULL | NULL | NULL | NULL | NULL | NULL | NULL | NULL | NULL | NULL | NULL | NULL
205 | 4. Revenues | 4.2 Unit | Item 4 | AlphaNum | NULL | NULL | NULL | NULL | NULL | NULL | NULL | NULL | NULL | NULL | NULL | NULL | NULL | NULL | NULL | NULL | NULL | NULL | NULL
206 | 4. Revenues | 4.3 Ratio # Units / Measure per month | Item 4 | Num # | NULL | NULL | NULL | NULL | NULL | NULL | NULL | NULL | NULL | NULL | NULL | NULL | NULL | NULL | NULL | NULL | NULL | NULL | NULL
207 | 4. Revenues | 4.4 Price per Unit - Min | Item 4 | £ | NULL | NULL | NULL | NULL | NULL | NULL | NULL | NULL | NULL | NULL | NULL | NULL | NULL | NULL | NULL | NULL | NULL | NULL | NULL
208 | 4. Revenues | 4.5 Price per Unit - Max | Item 4 | £ | NULL | NULL | NULL | NULL | NULL | NULL | NULL | NULL | NULL | NULL | NULL | NULL | NULL | NULL | NULL | NULL | NULL | NULL | NULL
209 | 4. Revenues | 4.6 Source 1 | Item 4 | AlphaNum | NULL | NULL | NULL | NULL | NULL | NULL | NULL | NULL | NULL | NULL | NULL | NULL | NULL | NULL | NULL | NULL | NULL | NULL | NULL
210 | 4. Revenues | 4.7 Source 2 | Item 4 | AlphaNum | NULL | NULL | NULL | NULL | NULL | NULL | NULL | NULL | NULL | NULL | NULL | NULL | NULL | NULL | NULL | NULL | NULL | NULL | NULL
211 | 4. Revenues | 4.8 Source 3 | Item 4 | AlphaNum | NULL | NULL | NULL | NULL | NULL | NULL | NULL | NULL | NULL | NULL | NULL | NULL | NULL | NULL | NULL | NULL | NULL | NULL | NULL
212 | 4. Revenues | 4.9 Source 1 - Short | Item 4 | AlphaNum | NULL | NULL | NULL | NULL | NULL | NULL | NULL | NULL | NULL | NULL | NULL | NULL | NULL | NULL | NULL | NULL | NULL | NULL | NULL
213 | 4. Revenues | 4.91 Source 2 - Short | Item 4 | AlphaNum | NULL | NULL | NULL | NULL | NULL | NULL | NULL | NULL | NULL | NULL | NULL | NULL | NULL | NULL | NULL | NULL | NULL | NULL | NULL
214 | 4. Revenues | 4.92 Source 3 - Short | Item 4 | AlphaNum | NULL | NULL | NULL | NULL | NULL | NULL | NULL | NULL | NULL | NULL | NULL | NULL | NULL | NULL | NULL | NULL | NULL | NULL | NULL
215 | 4. Revenues | 4.1 Name | Item 5 | AlphaNum | NULL | NULL | NULL | NULL | NULL | NULL | NULL | NULL | NULL | NULL | NULL | NULL | NULL | NULL | NULL | NULL | NULL | NULL | NULL
216 | 4. Revenues | 4.2 Unit | Item 5 | AlphaNum | NULL | NULL | NULL | NULL | NULL | NULL | NULL | NULL | NULL | NULL | NULL | NULL | NULL | NULL | NULL | NULL | NULL | NULL | NULL
217 | 4. Revenues | 4.3 Ratio # Units / Measure per month | Item 5 | Num # | NULL | NULL | NULL | NULL | NULL | NULL | NULL | NULL | NULL | NULL | NULL | NULL | NULL | NULL | NULL | NULL | NULL | NULL | NULL
218 | 4. Revenues | 4.4 Price per Unit - Min | Item 5 | £ | NULL | NULL | NULL | NULL | NULL | NULL | NULL | NULL | NULL | NULL | NULL | NULL | NULL | NULL | NULL | NULL | NULL | NULL | NULL
219 | 4. Revenues | 4.5 Price per Unit - Max | Item 5 | £ | NULL | NULL | NULL | NULL | NULL | NULL | NULL | NULL | NULL | NULL | NULL | NULL | NULL | NULL | NULL | NULL | NULL | NULL | NULL
220 | 4. Revenues | 4.6 Source 1 | Item 5 | AlphaNum | NULL | NULL | NULL | NULL | NULL | NULL | NULL | NULL | NULL | NULL | NULL | NULL | NULL | NULL | NULL | NULL | NULL | NULL | NULL
221 | 4. Revenues | 4.7 Source 2 | Item 5 | AlphaNum | NULL | NULL | NULL | NULL | NULL | NULL | NULL | NULL | NULL | NULL | NULL | NULL | NULL | NULL | NULL | NULL | NULL | NULL | NULL
222 | 4. Revenues | 4.8 Source 3 | Item 5 | AlphaNum | NULL | NULL | NULL | NULL | NULL | NULL | NULL | NULL | NULL | NULL | NULL | NULL | NULL | NULL | NULL | NULL | NULL | NULL | NULL
223 | 4. Revenues | 4.9 Source 1 - Short | Item 5 | AlphaNum | NULL | NULL | NULL | NULL | NULL | NULL | NULL | NULL | NULL | NULL | NULL | NULL | NULL | NULL | NULL | NULL | NULL | NULL | NULL
224 | 4. Revenues | 4.91 Source 2 - Short | Item 5 | AlphaNum | NULL | NULL | NULL | NULL | NULL | NULL | NULL | NULL | NULL | NULL | NULL | NULL | NULL | NULL | NULL | NULL | NULL | NULL | NULL
225 | 4. Revenues | 4.92 Source 3 - Short | Item 5 | AlphaNum | NULL | NULL | NULL | NULL | NULL | NULL | NULL | NULL | NULL | NULL | NULL | NULL | NULL | NULL | NULL | NULL | NULL | NULL | NULL
226 | 5. Cash releasing benefits | 5.1 Name | Item 1 | AlphaNum | NULL | NULL | Reduction of Electricity costs | Reduction of Electricity costs | NULL | Reduction of Electricity costs | Reduction of Electricity costs | NULL | NULL | NULL | NULL | NULL | NULL | NULL | NULL | NULL | NULL | NULL | NULL
227 | 5. Cash releasing benefits | 5.2 Unit | Item 1 | AlphaNum | NULL | NULL | Kwh | Per Kwh | NULL | Per Kwh | Per Kwh | NULL | NULL | NULL | NULL | NULL | NULL | NULL | NULL | NULL | NULL | NULL | NULL
228 | 5. Cash releasing benefits | 5.3 Baseline Ratio # Units / Measure | Item 1 | Num # | NULL | NULL | 600 | 600 | NULL | 600 | 600 | NULL | NULL | NULL | NULL | NULL | NULL | NULL | NULL | NULL | NULL | NULL | NULL
229 | 5. Cash releasing benefits | 5.4 Baseline monthly cost per unit | Item 1 | £ | NULL | NULL | 0.12 | 0.12 | NULL | 0.12 | 0.12 | NULL | NULL | NULL | NULL | NULL | NULL | NULL | NULL | NULL | NULL | NULL | NULL
230 | 5. Cash releasing benefits | 5.5 % Reduction of Number of Unit . Min | Item 1 | % | NULL | NULL | 50% | 15% | NULL | 40% | 40% | NULL | NULL | NULL | NULL | NULL | NULL | NULL | NULL | NULL | NULL | NULL | NULL
231 | 5. Cash releasing benefits | 5.6 % Reduction of Number of Unit . Max | Item 1 | % | NULL | NULL | 70% | 50% | NULL | 60% | 60% | NULL | NULL | NULL | NULL | NULL | NULL | NULL | NULL | NULL | NULL | NULL | NULL
232 | 5. Cash releasing benefits | 5.7 % Reduction of Unit Cost . Min | Item 1 | % | NULL | NULL | NULL | 0% | NULL | NULL | NULL | NULL | NULL | NULL | NULL | NULL | NULL | NULL | NULL | NULL | NULL | NULL | NULL
233 | 5. Cash releasing benefits | 5.8 % Reduction of Unit Cost . Max | Item 1 | % | NULL | NULL | NULL | 0% | NULL | NULL | NULL | NULL | NULL | NULL | NULL | NULL | NULL | NULL | NULL | NULL | NULL | NULL | NULL
234 | 5. Cash releasing benefits | 5.9 Source 1 | Item 1 | AlphaNum | NULL | NULL | http://www.eclairageprofessionnel.fr/relamping-led-transition-energetique/ | https://www.lumenia.com/solutions/lumenia-cms-lum-central-management-system | NULL | https://mysolarhome.us/solar-lamp-post/ | https://ledcorporations.com/led-lighting-news/the-cost-of-electricity-how-utility-companies-are-charging-consumers/ | NULL | NULL | NULL | NULL | NULL | NULL | NULL | NULL | NULL | NULL | NULL | NULL
235 | 5. Cash releasing benefits | 5.91 Source 2 | Item 1 | AlphaNum | NULL | NULL | https://www.theclimategroup.org/news/cities-can-save-50-70-energy-upgrading-smart-connected-led-street-lights | http://www.torbay.gov.uk/DemocraticServices/documents/s16818/Capital.20Plan.20Appendix.202.pdf | NULL | https://ledcorporations.com/led-lighting-news/the-cost-of-electricity-how-utility-companies-are-charging-consumers/ | https://www.cornwallhomeshow.co.uk/benefits-battery-storage/ | NULL | NULL | NULL | NULL | NULL | NULL | NULL | NULL | NULL | NULL | NULL | NULL
236 | 5. Cash releasing benefits | 5.92 Source 3 | Item 1 | AlphaNum | NULL | NULL | http://www.telford.gov.uk/info/20046/street_care_and_cleaning/3310/street_lighting_-_led_upgrade | https://www.telensa.com/news/telensa-supplies-cms-system-for-leicester-citys-led-street-lighting-energy-reduction-project | NULL | https://info.lightinus.com/solar-street-lights#how_smart_they_can_be_ | NULL | NULL | NULL | NULL | NULL | NULL | NULL | NULL | NULL | NULL | NULL | NULL | NULL
237 | 5. Cash releasing benefits | 5.93 Source 1 - Short | Item 1 | AlphaNum | NULL | NULL | http://www.eclairageprofessionnel.fr/ | https://www.lumenia.com/ | NULL | https://mysolarhome.us/ | https://ledcorporations.com/ | NULL | NULL | NULL | NULL | NULL | NULL | NULL | NULL | NULL | NULL | NULL | NULL
238 | 5. Cash releasing benefits | 5.92 Source 2 - Short | Item 1 | AlphaNum | NULL | NULL | https://www.theclimategroup.org/ | http://www.torbay.gov.uk/ | NULL | https://ledcorporations.com/ | https://www.cornwallhomeshow.co.uk/ | NULL | NULL | NULL | NULL | NULL | NULL | NULL | NULL | NULL | NULL | NULL | NULL
239 | 5. Cash releasing benefits | 5.93 Source 3 - Short | Item 1 | AlphaNum | NULL | NULL | http://www.telford.gov.uk/ | https://www.telensa.com/ | NULL | https://info.lightinus.com/ | NULL | NULL | NULL | NULL | NULL | NULL | NULL | NULL | NULL | NULL | NULL | NULL | NULL
240 | 5. Cash releasing benefits | 5.1 Name | Item 2 | AlphaNum | NULL | NULL | Reduction of light Maintenance costs | Reduction of light Maintenance costs | NULL | NULL | NULL | NULL | NULL | NULL | NULL | NULL | NULL | NULL | NULL | NULL | NULL | NULL | NULL
241 | 5. Cash releasing benefits | 5.2 Unit | Item 2 | AlphaNum | NULL | NULL | Per Light bulb | Per light bulb | NULL | NULL | NULL | NULL | NULL | NULL | NULL | NULL | NULL | NULL | NULL | NULL | NULL | NULL | NULL
242 | 5. Cash releasing benefits | 5.3 Baseline Ratio # Units / Measure | Item 2 | Num # | NULL | NULL | 1 | 1 | NULL | NULL | NULL | NULL | NULL | NULL | NULL | NULL | NULL | NULL | NULL | NULL | NULL | NULL | NULL
243 | 5. Cash releasing benefits | 5.4 Baseline monthly cost per unit | Item 2 | £ | NULL | NULL | 30 | 30 | NULL | NULL | NULL | NULL | NULL | NULL | NULL | NULL | NULL | NULL | NULL | NULL | NULL | NULL | NULL
244 | 5. Cash releasing benefits | 5.5 % Reduction of Number of Unit . Min | Item 2 | % | NULL | NULL | NULL | 45% | NULL | NULL | NULL | NULL | NULL | NULL | NULL | NULL | NULL | NULL | NULL | NULL | NULL | NULL | NULL
245 | 5. Cash releasing benefits | 5.6 % Reduction of Number of Unit . Max | Item 2 | % | NULL | NULL | NULL | 60% | NULL | NULL | NULL | NULL | NULL | NULL | NULL | NULL | NULL | NULL | NULL | NULL | NULL | NULL | NULL
246 | 5. Cash releasing benefits | 5.7 % Reduction of Unit Cost . Min | Item 2 | % | NULL | NULL | 50% | NULL | NULL | NULL | NULL | NULL | NULL | NULL | NULL | NULL | NULL | NULL | NULL | NULL | NULL | NULL | NULL
247 | 5. Cash releasing benefits | 5.8 % Reduction of Unit Cost . Max | Item 2 | % | NULL | NULL | 80% | NULL | NULL | NULL | NULL | NULL | NULL | NULL | NULL | NULL | NULL | NULL | NULL | NULL | NULL | NULL | NULL
248 | 5. Cash releasing benefits | 5.9 Source 1 | Item 2 | AlphaNum | NULL | NULL | http://www.eclairageprofessionnel.fr/relamping-led-transition-energetique/ | https://www.lumenia.com/solutions/lumenia-cms-lum-central-management-system | NULL | NULL | NULL | NULL | NULL | NULL | NULL | NULL | NULL | NULL | NULL | NULL | NULL | NULL | NULL
249 | 5. Cash releasing benefits | 5.91 Source 2 | Item 2 | AlphaNum | NULL | NULL | https://www.surrey.ca/city-services/4614.aspx | https://www.osram.com/ds/knowledge/street-light-control-by-osram-innovative-light-management-system-for-outdoor-areas/index.jsp | NULL | NULL | NULL | NULL | NULL | NULL | NULL | NULL | NULL | NULL | NULL | NULL | NULL | NULL | NULL
250 | 5. Cash releasing benefits | 5.92 Source 3 | Item 2 | AlphaNum | NULL | NULL | https://www.streetlights-solar.com/2018/07/19/cost-comparison-between-solar-vs-traditional-lights/ | http://www.torbay.gov.uk/DemocraticServices/documents/s16818/Capital%20Plan%20Appendix%202.pdf | NULL | NULL | NULL | NULL | NULL | NULL | NULL | NULL | NULL | NULL | NULL | NULL | NULL | NULL | NULL
251 | 5. Cash releasing benefits | 5.93 Source 1 - Short | Item 2 | AlphaNum | NULL | NULL | http://www.eclairageprofessionnel.fr/ | https://www.lumenia.com/ | NULL | NULL | NULL | NULL | NULL | NULL | NULL | NULL | NULL | NULL | NULL | NULL | NULL | NULL | NULL
252 | 5. Cash releasing benefits | 5.92 Source 2 - Short | Item 2 | AlphaNum | NULL | NULL | https://www.surrey.ca/ | https://www.osram.com/ | NULL | NULL | NULL | NULL | NULL | NULL | NULL | NULL | NULL | NULL | NULL | NULL | NULL | NULL | NULL
253 | 5. Cash releasing benefits | 5.93 Source 3 - Short | Item 2 | AlphaNum | NULL | NULL | https://www.streetlights-solar.com/ | http://www.torbay.gov.uk/ | NULL | NULL | NULL | NULL | NULL | NULL | NULL | NULL | NULL | NULL | NULL | NULL | NULL | NULL | NULL
254 | 5. Cash releasing benefits | 5.1 Name | Item 3 | AlphaNum | NULL | NULL | NULL | NULL | NULL | NULL | NULL | NULL | NULL | NULL | NULL | NULL | NULL | NULL | NULL | NULL | NULL | NULL | NULL
255 | 5. Cash releasing benefits | 5.2 Unit | Item 3 | AlphaNum | NULL | NULL | NULL | NULL | NULL | NULL | NULL | NULL | NULL | NULL | NULL | NULL | NULL | NULL | NULL | NULL | NULL | NULL | NULL
256 | 5. Cash releasing benefits | 5.3 Baseline Ratio # Units / Measure | Item 3 | Num # | NULL | NULL | NULL | NULL | NULL | NULL | NULL | NULL | NULL | NULL | NULL | NULL | NULL | NULL | NULL | NULL | NULL | NULL | NULL
257 | 5. Cash releasing benefits | 5.4 Baseline monthly cost per unit | Item 3 | £ | NULL | NULL | NULL | NULL | NULL | NULL | NULL | NULL | NULL | NULL | NULL | NULL | NULL | NULL | NULL | NULL | NULL | NULL | NULL
258 | 5. Cash releasing benefits | 5.5 % Reduction of Number of Unit . Min | Item 3 | % | NULL | NULL | NULL | NULL | NULL | NULL | NULL | NULL | NULL | NULL | NULL | NULL | NULL | NULL | NULL | NULL | NULL | NULL | NULL
259 | 5. Cash releasing benefits | 5.6 % Reduction of Number of Unit . Max | Item 3 | % | NULL | NULL | NULL | NULL | NULL | NULL | NULL | NULL | NULL | NULL | NULL | NULL | NULL | NULL | NULL | NULL | NULL | NULL | NULL
260 | 5. Cash releasing benefits | 5.7 % Reduction of Unit Cost . Min | Item 3 | % | NULL | NULL | NULL | NULL | NULL | NULL | NULL | NULL | NULL | NULL | NULL | NULL | NULL | NULL | NULL | NULL | NULL | NULL | NULL
261 | 5. Cash releasing benefits | 5.8 % Reduction of Unit Cost . Max | Item 3 | % | NULL | NULL | NULL | NULL | NULL | NULL | NULL | NULL | NULL | NULL | NULL | NULL | NULL | NULL | NULL | NULL | NULL | NULL | NULL
262 | 5. Cash releasing benefits | 5.9 Source 1 | Item 3 | AlphaNum | NULL | NULL | NULL | NULL | NULL | NULL | NULL | NULL | NULL | NULL | NULL | NULL | NULL | NULL | NULL | NULL | NULL | NULL | NULL
263 | 5. Cash releasing benefits | 5.91 Source 2 | Item 3 | AlphaNum | NULL | NULL | NULL | NULL | NULL | NULL | NULL | NULL | NULL | NULL | NULL | NULL | NULL | NULL | NULL | NULL | NULL | NULL | NULL
264 | 5. Cash releasing benefits | 5.92 Source 3 | Item 3 | AlphaNum | NULL | NULL | NULL | NULL | NULL | NULL | NULL | NULL | NULL | NULL | NULL | NULL | NULL | NULL | NULL | NULL | NULL | NULL | NULL
265 | 5. Cash releasing benefits | 5.93 Source 1 - Short | Item 3 | AlphaNum | NULL | NULL | NULL | NULL | NULL | NULL | NULL | NULL | NULL | NULL | NULL | NULL | NULL | NULL | NULL | NULL | NULL | NULL | NULL
266 | 5. Cash releasing benefits | 5.92 Source 2 - Short | Item 3 | AlphaNum | NULL | NULL | NULL | NULL | NULL | NULL | NULL | NULL | NULL | NULL | NULL | NULL | NULL | NULL | NULL | NULL | NULL | NULL | NULL
267 | 5. Cash releasing benefits | 5.93 Source 3 - Short | Item 3 | AlphaNum | NULL | NULL | NULL | NULL | NULL | NULL | NULL | NULL | NULL | NULL | NULL | NULL | NULL | NULL | NULL | NULL | NULL | NULL | NULL
268 | 5. Cash releasing benefits | 5.1 Name | Item 4 | AlphaNum | NULL | NULL | NULL | NULL | NULL | NULL | NULL | NULL | NULL | NULL | NULL | NULL | NULL | NULL | NULL | NULL | NULL | NULL | NULL
269 | 5. Cash releasing benefits | 5.2 Unit | Item 4 | AlphaNum | NULL | NULL | NULL | NULL | NULL | NULL | NULL | NULL | NULL | NULL | NULL | NULL | NULL | NULL | NULL | NULL | NULL | NULL | NULL
270 | 5. Cash releasing benefits | 5.3 Baseline Ratio # Units / Measure | Item 4 | Num # | NULL | NULL | NULL | NULL | NULL | NULL | NULL | NULL | NULL | NULL | NULL | NULL | NULL | NULL | NULL | NULL | NULL | NULL | NULL
271 | 5. Cash releasing benefits | 5.4 Baseline monthly cost per unit | Item 4 | £ | NULL | NULL | NULL | NULL | NULL | NULL | NULL | NULL | NULL | NULL | NULL | NULL | NULL | NULL | NULL | NULL | NULL | NULL | NULL
272 | 5. Cash releasing benefits | 5.5 % Reduction of Number of Unit . Min | Item 4 | % | NULL | NULL | NULL | NULL | NULL | NULL | NULL | NULL | NULL | NULL | NULL | NULL | NULL | NULL | NULL | NULL | NULL | NULL | NULL
273 | 5. Cash releasing benefits | 5.6 % Reduction of Number of Unit . Max | Item 4 | % | NULL | NULL | NULL | NULL | NULL | NULL | NULL | NULL | NULL | NULL | NULL | NULL | NULL | NULL | NULL | NULL | NULL | NULL | NULL
274 | 5. Cash releasing benefits | 5.7 % Reduction of Unit Cost . Min | Item 4 | % | NULL | NULL | NULL | NULL | NULL | NULL | NULL | NULL | NULL | NULL | NULL | NULL | NULL | NULL | NULL | NULL | NULL | NULL | NULL
275 | 5. Cash releasing benefits | 5.8 % Reduction of Unit Cost . Max | Item 4 | % | NULL | NULL | NULL | NULL | NULL | NULL | NULL | NULL | NULL | NULL | NULL | NULL | NULL | NULL | NULL | NULL | NULL | NULL | NULL
276 | 5. Cash releasing benefits | 5.9 Source 1 | Item 4 | AlphaNum | NULL | NULL | NULL | NULL | NULL | NULL | NULL | NULL | NULL | NULL | NULL | NULL | NULL | NULL | NULL | NULL | NULL | NULL | NULL
277 | 5. Cash releasing benefits | 5.91 Source 2 | Item 4 | AlphaNum | NULL | NULL | NULL | NULL | NULL | NULL | NULL | NULL | NULL | NULL | NULL | NULL | NULL | NULL | NULL | NULL | NULL | NULL | NULL
278 | 5. Cash releasing benefits | 5.92 Source 3 | Item 4 | AlphaNum | NULL | NULL | NULL | NULL | NULL | NULL | NULL | NULL | NULL | NULL | NULL | NULL | NULL | NULL | NULL | NULL | NULL | NULL | NULL
279 | 5. Cash releasing benefits | 5.93 Source 1 - Short | Item 4 | AlphaNum | NULL | NULL | NULL | NULL | NULL | NULL | NULL | NULL | NULL | NULL | NULL | NULL | NULL | NULL | NULL | NULL | NULL | NULL | NULL
280 | 5. Cash releasing benefits | 5.92 Source 2 - Short | Item 4 | AlphaNum | NULL | NULL | NULL | NULL | NULL | NULL | NULL | NULL | NULL | NULL | NULL | NULL | NULL | NULL | NULL | NULL | NULL | NULL | NULL
281 | 5. Cash releasing benefits | 5.93 Source 3 - Short | Item 4 | AlphaNum | NULL | NULL | NULL | NULL | NULL | NULL | NULL | NULL | NULL | NULL | NULL | NULL | NULL | NULL | NULL | NULL | NULL | NULL | NULL
282 | 5. Cash releasing benefits | 5.1 Name | Item 5 | AlphaNum | NULL | NULL | NULL | NULL | NULL | NULL | NULL | NULL | NULL | NULL | NULL | NULL | NULL | NULL | NULL | NULL | NULL | NULL | NULL
283 | 5. Cash releasing benefits | 5.2 Unit | Item 5 | AlphaNum | NULL | NULL | NULL | NULL | NULL | NULL | NULL | NULL | NULL | NULL | NULL | NULL | NULL | NULL | NULL | NULL | NULL | NULL | NULL
284 | 5. Cash releasing benefits | 5.3 Baseline Ratio # Units / Measure | Item 5 | Num # | NULL | NULL | NULL | NULL | NULL | NULL | NULL | NULL | NULL | NULL | NULL | NULL | NULL | NULL | NULL | NULL | NULL | NULL | NULL
285 | 5. Cash releasing benefits | 5.4 Baseline monthly cost per unit | Item 5 | £ | NULL | NULL | NULL | NULL | NULL | NULL | NULL | NULL | NULL | NULL | NULL | NULL | NULL | NULL | NULL | NULL | NULL | NULL | NULL
286 | 5. Cash releasing benefits | 5.5 % Reduction of Number of Unit . Min | Item 5 | % | NULL | NULL | NULL | NULL | NULL | NULL | NULL | NULL | NULL | NULL | NULL | NULL | NULL | NULL | NULL | NULL | NULL | NULL | NULL
287 | 5. Cash releasing benefits | 5.6 % Reduction of Number of Unit . Max | Item 5 | % | NULL | NULL | NULL | NULL | NULL | NULL | NULL | NULL | NULL | NULL | NULL | NULL | NULL | NULL | NULL | NULL | NULL | NULL | NULL
288 | 5. Cash releasing benefits | 5.7 % Reduction of Unit Cost . Min | Item 5 | % | NULL | NULL | NULL | NULL | NULL | NULL | NULL | NULL | NULL | NULL | NULL | NULL | NULL | NULL | NULL | NULL | NULL | NULL | NULL
289 | 5. Cash releasing benefits | 5.8 % Reduction of Unit Cost . Max | Item 5 | % | NULL | NULL | NULL | NULL | NULL | NULL | NULL | NULL | NULL | NULL | NULL | NULL | NULL | NULL | NULL | NULL | NULL | NULL | NULL
290 | 5. Cash releasing benefits | 5.9 Source 1 | Item 5 | AlphaNum | NULL | NULL | NULL | NULL | NULL | NULL | NULL | NULL | NULL | NULL | NULL | NULL | NULL | NULL | NULL | NULL | NULL | NULL | NULL
291 | 5. Cash releasing benefits | 5.91 Source 2 | Item 5 | AlphaNum | NULL | NULL | NULL | NULL | NULL | NULL | NULL | NULL | NULL | NULL | NULL | NULL | NULL | NULL | NULL | NULL | NULL | NULL | NULL
292 | 5. Cash releasing benefits | 5.92 Source 3 | Item 5 | AlphaNum | NULL | NULL | NULL | NULL | NULL | NULL | NULL | NULL | NULL | NULL | NULL | NULL | NULL | NULL | NULL | NULL | NULL | NULL | NULL
293 | 5. Cash releasing benefits | 5.93 Source 1 - Short | Item 5 | AlphaNum | NULL | NULL | NULL | NULL | NULL | NULL | NULL | NULL | NULL | NULL | NULL | NULL | NULL | NULL | NULL | NULL | NULL | NULL | NULL
294 | 5. Cash releasing benefits | 5.94 Source 2 - Short | Item 5 | AlphaNum | NULL | NULL | NULL | NULL | NULL | NULL | NULL | NULL | NULL | NULL | NULL | NULL | NULL | NULL | NULL | NULL | NULL | NULL | NULL
295 | 5. Cash releasing benefits | 5.95 Source 3 - Short | Item 5 | AlphaNum | NULL | NULL | NULL | NULL | NULL | NULL | NULL | NULL | NULL | NULL | NULL | NULL | NULL | NULL | NULL | NULL | NULL | NULL | NULL
296 | 6. Wider benefits | 6.1 Name | Item 1 | AlphaNum | NULL | NULL | Carbon savings | Carbon savings | NULL | Carbon savings | Reduction of cabling Maintenance | Crime reduction & prevention | NULL | NULL | Carbon savings | Improved security surveillance system | Reduction of flood cost | NULL | Reduces number of traffic accidents | NULL | NULL | NULL | NULL
297 | 6. Wider benefits | 6.2 Unit | Item 1 | AlphaNum | NULL | NULL | Per Ton of carbon | Per Ton of carbon | NULL | Per Ton of carbon | Per cabling system | Per crime (property, persons) | NULL | NULL | Per Ton of carbon | Per safety investigation | Per claimed inhabitant | NULL | Per accident | NULL | NULL | NULL | NULL
298 | 6. Wider benefits | 6.3 Baseline Ratio # Units / Measure | Item 1 | Num # | NULL | NULL | 0.017 | 0.017 | NULL | 0.017 | 0.025 | 0.065 | NULL | NULL | 0.017 | 0.00038 | 0.06901 | NULL | 0.00038372 | NULL | NULL | NULL | NULL
299 | 6. Wider benefits | 6.4 Baseline monthly cost per unit | Item 1 | £ | NULL | NULL | 16 | 16 | NULL | 16 | 8 | 4800 | NULL | NULL | 16 | 2415 | 1310 | NULL | 14374 | NULL | NULL | NULL | NULL
300 | 6. Wider benefits | 6.5 % Reduction of Number of Unit . Min | Item 1 | % | NULL | NULL | 20% | 20% | NULL | 85% | 10% | 10% | NULL | NULL | 20% | 40% | 10% | NULL | 10% | NULL | NULL | NULL | NULL
301 | 6. Wider benefits | 6.6 % Reduction of Number of Unit . Max | Item 1 | % | NULL | NULL | 40% | 60% | NULL | 100% | 30% | 30% | NULL | NULL | 40% | 60% | 20% | NULL | 20% | NULL | NULL | NULL | NULL
302 | 6. Wider benefits | 6.7 % Reduction of Unit Cost . Min | Item 1 | % | NULL | NULL | NULL | NULL | NULL | NULL | NULL | NULL | NULL | NULL | NULL | NULL | NULL | NULL | NULL | NULL | NULL | NULL | NULL
303 | 6. Wider benefits | 6.8 % Reduction of Unit Cost . Max | Item 1 | % | NULL | NULL | NULL | NULL | NULL | NULL | NULL | NULL | NULL | NULL | NULL | NULL | NULL | NULL | NULL | NULL | NULL | NULL | NULL
304 | 6. Wider benefits | 6.9 Source 1 | Item 1 | AlphaNum | NULL | NULL | https://www.surrey.ca/city-services/4614.aspx | https://www.citintelly.com/intelligent-street-lighting-products/street-lighting-control-system/ | NULL | https://www.smallbizdaily.com/4-ways-ev-charging-stations-can-benefit-business/ | https://reneweconomy.com.au/hidden-cost-of-rooftop-solar-who-should-pay-for-maintenance-99200/ | https://reolink.com/pros-cons-of-surveillance-cameras-in-public-places/ | NULL | NULL | https://www.epa.gov/air-research/deliberating-performance-targets-air-quality-sensors-workshop | https://www.oti.fi/en/oti/investigation-of-road-accidents/ | http://www.libelium.com/smart_water_wsn_flood_detection/ | NULL | https://www.researchgate.net/publication/12411590_Traffic_accident_reduction_by_monitoring_driver_behaviour_with_in-car_data_recorders | NULL | NULL | NULL | NULL
305 | 6. Wider benefits | 6.91 Source 2 | Item 1 | AlphaNum | NULL | NULL | https://www.theguardian.com/environment/2016/mar/20/energy-efficient-street-lights | https://www.theguardian.com/environment/2016/mar/20/energy-efficient-street-lights | NULL | https://www.reminetwork.com/articles/the-benefits-of-ev-charging-stations/ | https://solarpanelsvenue.com/what-is-the-cost-of-using-solar-energy/ | https://www.eurovigil.in/blog/5-major-benefits-of-installing-cctv-cameras-at-public-places/ | NULL | NULL | https://www.c40.org/press_releases/hyperlocal-sensor-project-london | https://spectrum.ieee.org/computing/it/san-diego-installs-smart-streetlights-to-monitor-the-metropolis | http://enlight.network/ensense-water-level-sensor/ | NULL | https://www.google.com/url?sa=t&rct=j&q=&esrc=s&source=web&cd=8&ved=2ahUKEwi6-5TV4PjgAhVK2xoKHVn3Cn0QFjAHegQIAxAC&url=http%3A%2F%2Feuropa.eu%2Frapid%2Fpress-release_MEMO-17-675_en.pdf&usg=AOvVaw04idUypPQo8a8W86vsI02z | NULL | NULL | NULL | NULL
306 | 6. Wider benefits | 6.92 Source 3 | Item 1 | AlphaNum | NULL | NULL | https://www.saving-light-bulbs.co.uk/blog/how-much-co2-does-a-light-bulb-create/ | https://www.saving-light-bulbs.co.uk/blog/how-much-co2-does-a-light-bulb-create/ | NULL | NULL | https://www.alpha-ess.com/Upload/Images/20181121024141_818178.pdf | https://kinder.rice.edu/sites/g/files/bxs1676/f/documents/Kinder%20Streetlights%20and%20Crime%20report.pdf | NULL | NULL | https://www.cbc.ca/news/technology/san-diego-smart-city-parking-1.4498964 | https://www.oti.fi/ | https://www.fema.gov/data-visualization-floods-data-visualization | NULL | https://www.statista.com/statistics/192097/number-of-vehicles-involved-in-traffic-crashes-in-the-us/ | NULL | NULL | NULL | NULL
307 | 6. Wider benefits | 6.93 Source 1 - Short | Item 1 | AlphaNum | NULL | NULL | https://www.surrey.ca/ | https://www.citintelly.com/ | NULL | https://www.smallbizdaily.com/ | https://reneweconomy.com.au/ | https://reolink.com/ | NULL | NULL | https://www.epa.gov/ | https://arxiv.org | http://www.libelium.com/ | NULL | https://www.researchgate.net/ | NULL | NULL | NULL | NULL
308 | 6. Wider benefits | 6.92 Source 2 - Short | Item 1 | AlphaNum | NULL | NULL | https://www.theguardian.com | https://www.theguardian.com | NULL | https://www.reminetwork.com/ | https://solarpanelsvenue.com/ | https://www.eurovigil.in/ | NULL | NULL | https://www.c40.org/ | https://spectrum.ieee.org/ | http://enlight.network/ | NULL | https://www.google.com/ | NULL | NULL | NULL | NULL
309 | 6. Wider benefits | 6.93 Source 3 - Short | Item 1 | AlphaNum | NULL | NULL | https://www.saving-light-bulbs.co.uk/ | https://www.saving-light-bulbs.co.uk/ | NULL | NULL | https://www.alpha-ess.com/ | https://kinder.rice.edu/ | NULL | NULL | https://www.cbc.ca/ | https://www.urbiotica.com/ | https://www.fema.gov/ | NULL | https://www.statista.com/ | NULL | NULL | NULL | NULL
310 | 6. Wider benefits | 6.1 Name | Item 2 | AlphaNum | NULL | NULL | NULL | NULL | NULL | NULL | NULL | NULL | NULL | NULL | NULL | NULL | NULL | NULL | Reduction in congestion time due to traffic monitoring | NULL | NULL | NULL | NULL
311 | 6. Wider benefits | 6.2 Unit | Item 2 | AlphaNum | NULL | NULL | NULL | NULL | NULL | NULL | NULL | NULL | NULL | NULL | NULL | NULL | NULL | NULL | Number of hours lost | NULL | NULL | NULL | NULL
312 | 6. Wider benefits | 6.3 Baseline Ratio # Units / Measure | Item 2 | Num # | NULL | NULL | NULL | NULL | NULL | NULL | NULL | NULL | NULL | NULL | NULL | NULL | NULL | NULL | 21 | NULL | NULL | NULL | NULL
313 | 6. Wider benefits | 6.4 Baseline monthly cost per unit | Item 2 | £ | NULL | NULL | NULL | NULL | NULL | NULL | NULL | NULL | NULL | NULL | NULL | NULL | NULL | NULL | 8 | NULL | NULL | NULL | NULL
314 | 6. Wider benefits | 6.5 % Reduction of Number of Unit . Min | Item 2 | % | NULL | NULL | NULL | NULL | NULL | NULL | NULL | NULL | NULL | NULL | NULL | NULL | NULL | NULL | 20% | NULL | NULL | NULL | NULL
315 | 6. Wider benefits | 6.6 % Reduction of Number of Unit . Max | Item 2 | % | NULL | NULL | NULL | NULL | NULL | NULL | NULL | NULL | NULL | NULL | NULL | NULL | NULL | NULL | 50% | NULL | NULL | NULL | NULL
316 | 6. Wider benefits | 6.7 % Reduction of Unit Cost . Min | Item 2 | % | NULL | NULL | NULL | NULL | NULL | NULL | NULL | NULL | NULL | NULL | NULL | NULL | NULL | NULL | NULL | NULL | NULL | NULL | NULL
317 | 6. Wider benefits | 6.8 % Reduction of Unit Cost . Max | Item 2 | % | NULL | NULL | NULL | NULL | NULL | NULL | NULL | NULL | NULL | NULL | NULL | NULL | NULL | NULL | NULL | NULL | NULL | NULL | NULL
318 | 6. Wider benefits | 6.9 Source 1 | Item 2 | AlphaNum | NULL | NULL | NULL | NULL | NULL | NULL | NULL | NULL | NULL | NULL | NULL | NULL | NULL | NULL | https://reolink.com/pros-cons-of-surveillance-cameras-in-public-places/ | NULL | NULL | NULL | NULL
319 | 6. Wider benefits | 6.91 Source 2 | Item 2 | AlphaNum | NULL | NULL | NULL | NULL | NULL | NULL | NULL | NULL | NULL | NULL | NULL | NULL | NULL | NULL | https://project.inria.fr/siliconvalley/files/2011/12/canudas.pdf | NULL | NULL | NULL | NULL
320 | 6. Wider benefits | 6.92 Source 3 | Item 2 | AlphaNum | NULL | NULL | NULL | NULL | NULL | NULL | NULL | NULL | NULL | NULL | NULL | NULL | NULL | NULL | http://mentalfloss.com/article/530705/heres-how-much-traffic-congestion-costs-worlds-biggest-cities | NULL | NULL | NULL | NULL
321 | 6. Wider benefits | 6.93 Source 1 - Short | Item 2 | AlphaNum | NULL | NULL | NULL | NULL | NULL | NULL | NULL | NULL | NULL | NULL | NULL | NULL | NULL | NULL | https://reolink.com/ | NULL | NULL | NULL | NULL
322 | 6. Wider benefits | 6.92 Source 2 - Short | Item 2 | AlphaNum | NULL | NULL | NULL | NULL | NULL | NULL | NULL | NULL | NULL | NULL | NULL | NULL | NULL | NULL | https://project.inria.fr/ | NULL | NULL | NULL | NULL
323 | 6. Wider benefits | 6.93 Source 3 - Short | Item 2 | AlphaNum | NULL | NULL | NULL | NULL | NULL | NULL | NULL | NULL | NULL | NULL | NULL | NULL | NULL | NULL | http://mentalfloss.com/ | NULL | NULL | NULL | NULL
324 | 6. Wider benefits | 6.1 Name | Item 3 | AlphaNum | NULL | NULL | NULL | NULL | NULL | NULL | NULL | NULL | NULL | NULL | NULL | NULL | NULL | NULL | NULL | NULL | NULL | NULL | NULL
325 | 6. Wider benefits | 6.2 Unit | Item 3 | AlphaNum | NULL | NULL | NULL | NULL | NULL | NULL | NULL | NULL | NULL | NULL | NULL | NULL | NULL | NULL | NULL | NULL | NULL | NULL | NULL
326 | 6. Wider benefits | 6.3 Baseline Ratio # Units / Measure | Item 3 | Num # | NULL | NULL | NULL | NULL | NULL | NULL | NULL | NULL | NULL | NULL | NULL | NULL | NULL | NULL | NULL | NULL | NULL | NULL | NULL
327 | 6. Wider benefits | 6.4 Baseline monthly cost per unit | Item 3 | £ | NULL | NULL | NULL | NULL | NULL | NULL | NULL | NULL | NULL | NULL | NULL | NULL | NULL | NULL | NULL | NULL | NULL | NULL | NULL
328 | 6. Wider benefits | 6.5 % Reduction of Number of Unit . Min | Item 3 | % | NULL | NULL | NULL | NULL | NULL | NULL | NULL | NULL | NULL | NULL | NULL | NULL | NULL | NULL | NULL | NULL | NULL | NULL | NULL
329 | 6. Wider benefits | 6.6 % Reduction of Number of Unit . Max | Item 3 | % | NULL | NULL | NULL | NULL | NULL | NULL | NULL | NULL | NULL | NULL | NULL | NULL | NULL | NULL | NULL | NULL | NULL | NULL | NULL
330 | 6. Wider benefits | 6.7 % Reduction of Unit Cost . Min | Item 3 | % | NULL | NULL | NULL | NULL | NULL | NULL | NULL | NULL | NULL | NULL | NULL | NULL | NULL | NULL | NULL | NULL | NULL | NULL | NULL
331 | 6. Wider benefits | 6.8 % Reduction of Unit Cost . Max | Item 3 | % | NULL | NULL | NULL | NULL | NULL | NULL | NULL | NULL | NULL | NULL | NULL | NULL | NULL | NULL | NULL | NULL | NULL | NULL | NULL
332 | 6. Wider benefits | 6.9 Source 1 | Item 3 | AlphaNum | NULL | NULL | NULL | NULL | NULL | NULL | NULL | NULL | NULL | NULL | NULL | NULL | NULL | NULL | NULL | NULL | NULL | NULL | NULL
333 | 6. Wider benefits | 6.91 Source 2 | Item 3 | AlphaNum | NULL | NULL | NULL | NULL | NULL | NULL | NULL | NULL | NULL | NULL | NULL | NULL | NULL | NULL | NULL | NULL | NULL | NULL | NULL
334 | 6. Wider benefits | 6.92 Source 3 | Item 3 | AlphaNum | NULL | NULL | NULL | NULL | NULL | NULL | NULL | NULL | NULL | NULL | NULL | NULL | NULL | NULL | NULL | NULL | NULL | NULL | NULL
335 | 6. Wider benefits | 6.93 Source 1 - Short | Item 3 | AlphaNum | NULL | NULL | NULL | NULL | NULL | NULL | NULL | NULL | NULL | NULL | NULL | NULL | NULL | NULL | NULL | NULL | NULL | NULL | NULL
336 | 6. Wider benefits | 6.92 Source 2 - Short | Item 3 | AlphaNum | NULL | NULL | NULL | NULL | NULL | NULL | NULL | NULL | NULL | NULL | NULL | NULL | NULL | NULL | NULL | NULL | NULL | NULL | NULL
337 | 6. Wider benefits | 6.93 Source 3 - Short | Item 3 | AlphaNum | NULL | NULL | NULL | NULL | NULL | NULL | NULL | NULL | NULL | NULL | NULL | NULL | NULL | NULL | NULL | NULL | NULL | NULL | NULL
338 | 6. Wider benefits | 6.1 Name | Item 4 | AlphaNum | NULL | NULL | NULL | NULL | NULL | NULL | NULL | NULL | NULL | NULL | NULL | NULL | NULL | NULL | NULL | NULL | NULL | NULL | NULL
339 | 6. Wider benefits | 6.2 Unit | Item 4 | AlphaNum | NULL | NULL | NULL | NULL | NULL | NULL | NULL | NULL | NULL | NULL | NULL | NULL | NULL | NULL | NULL | NULL | NULL | NULL | NULL
340 | 6. Wider benefits | 6.3 Baseline Ratio # Units / Measure | Item 4 | Num # | NULL | NULL | NULL | NULL | NULL | NULL | NULL | NULL | NULL | NULL | NULL | NULL | NULL | NULL | NULL | NULL | NULL | NULL | NULL
341 | 6. Wider benefits | 6.4 Baseline monthly cost per unit | Item 4 | £ | NULL | NULL | NULL | NULL | NULL | NULL | NULL | NULL | NULL | NULL | NULL | NULL | NULL | NULL | NULL | NULL | NULL | NULL | NULL
342 | 6. Wider benefits | 6.5 % Reduction of Number of Unit . Min | Item 4 | % | NULL | NULL | NULL | NULL | NULL | NULL | NULL | NULL | NULL | NULL | NULL | NULL | NULL | NULL | NULL | NULL | NULL | NULL | NULL
343 | 6. Wider benefits | 6.6 % Reduction of Number of Unit . Max | Item 4 | % | NULL | NULL | NULL | NULL | NULL | NULL | NULL | NULL | NULL | NULL | NULL | NULL | NULL | NULL | NULL | NULL | NULL | NULL | NULL
344 | 6. Wider benefits | 6.7 % Reduction of Unit Cost . Min | Item 4 | % | NULL | NULL | NULL | NULL | NULL | NULL | NULL | NULL | NULL | NULL | NULL | NULL | NULL | NULL | NULL | NULL | NULL | NULL | NULL
345 | 6. Wider benefits | 6.8 % Reduction of Unit Cost . Max | Item 4 | % | NULL | NULL | NULL | NULL | NULL | NULL | NULL | NULL | NULL | NULL | NULL | NULL | NULL | NULL | NULL | NULL | NULL | NULL | NULL
346 | 6. Wider benefits | 6.9 Source 1 | Item 4 | AlphaNum | NULL | NULL | NULL | NULL | NULL | NULL | NULL | NULL | NULL | NULL | NULL | NULL | NULL | NULL | NULL | NULL | NULL | NULL | NULL
347 | 6. Wider benefits | 6.91 Source 2 | Item 4 | AlphaNum | NULL | NULL | NULL | NULL | NULL | NULL | NULL | NULL | NULL | NULL | NULL | NULL | NULL | NULL | NULL | NULL | NULL | NULL | NULL
348 | 6. Wider benefits | 6.92 Source 3 | Item 4 | AlphaNum | NULL | NULL | NULL | NULL | NULL | NULL | NULL | NULL | NULL | NULL | NULL | NULL | NULL | NULL | NULL | NULL | NULL | NULL | NULL
349 | 6. Wider benefits | 6.93 Source 1 - Short | Item 4 | AlphaNum | NULL | NULL | NULL | NULL | NULL | NULL | NULL | NULL | NULL | NULL | NULL | NULL | NULL | NULL | NULL | NULL | NULL | NULL | NULL
350 | 6. Wider benefits | 6.92 Source 2 - Short | Item 4 | AlphaNum | NULL | NULL | NULL | NULL | NULL | NULL | NULL | NULL | NULL | NULL | NULL | NULL | NULL | NULL | NULL | NULL | NULL | NULL | NULL
351 | 6. Wider benefits | 6.93 Source 3 - Short | Item 4 | AlphaNum | NULL | NULL | NULL | NULL | NULL | NULL | NULL | NULL | NULL | NULL | NULL | NULL | NULL | NULL | NULL | NULL | NULL | NULL | NULL
352 | 6. Wider benefits | 6.1 Name | Item 5 | AlphaNum | NULL | NULL | NULL | NULL | NULL | NULL | NULL | NULL | NULL | NULL | NULL | NULL | NULL | NULL | NULL | NULL | NULL | NULL | NULL
353 | 6. Wider benefits | 6.2 Unit | Item 5 | AlphaNum | NULL | NULL | NULL | NULL | NULL | NULL | NULL | NULL | NULL | NULL | NULL | NULL | NULL | NULL | NULL | NULL | NULL | NULL | NULL
354 | 6. Wider benefits | 6.3 Baseline Ratio # Units / Measure | Item 5 | Num # | NULL | NULL | NULL | NULL | NULL | NULL | NULL | NULL | NULL | NULL | NULL | NULL | NULL | NULL | NULL | NULL | NULL | NULL | NULL
355 | 6. Wider benefits | 6.4 Baseline monthly cost per unit | Item 5 | £ | NULL | NULL | NULL | NULL | NULL | NULL | NULL | NULL | NULL | NULL | NULL | NULL | NULL | NULL | NULL | NULL | NULL | NULL | NULL
356 | 6. Wider benefits | 6.5 % Reduction of Number of Unit . Min | Item 5 | % | NULL | NULL | NULL | NULL | NULL | NULL | NULL | NULL | NULL | NULL | NULL | NULL | NULL | NULL | NULL | NULL | NULL | NULL | NULL
357 | 6. Wider benefits | 6.6 % Reduction of Number of Unit . Max | Item 5 | % | NULL | NULL | NULL | NULL | NULL | NULL | NULL | NULL | NULL | NULL | NULL | NULL | NULL | NULL | NULL | NULL | NULL | NULL | NULL
358 | 6. Wider benefits | 6.7 % Reduction of Unit Cost . Min | Item 5 | % | NULL | NULL | NULL | NULL | NULL | NULL | NULL | NULL | NULL | NULL | NULL | NULL | NULL | NULL | NULL | NULL | NULL | NULL | NULL
359 | 6. Wider benefits | 6.8 % Reduction of Unit Cost . Max | Item 5 | % | NULL | NULL | NULL | NULL | NULL | NULL | NULL | NULL | NULL | NULL | NULL | NULL | NULL | NULL | NULL | NULL | NULL | NULL | NULL
360 | 6. Wider benefits | 6.9 Source 1 | Item 5 | AlphaNum | NULL | NULL | NULL | NULL | NULL | NULL | NULL | NULL | NULL | NULL | NULL | NULL | NULL | NULL | NULL | NULL | NULL | NULL | NULL
361 | 6. Wider benefits | 6.91 Source 2 | Item 5 | AlphaNum | NULL | NULL | NULL | NULL | NULL | NULL | NULL | NULL | NULL | NULL | NULL | NULL | NULL | NULL | NULL | NULL | NULL | NULL | NULL
362 | 6. Wider benefits | 6.92 Source 3 | Item 5 | AlphaNum | NULL | NULL | NULL | NULL | NULL | NULL | NULL | NULL | NULL | NULL | NULL | NULL | NULL | NULL | NULL | NULL | NULL | NULL | NULL
363 | 6. Wider benefits | 6.93 Source 1 - Short | Item 5 | AlphaNum | NULL | NULL | NULL | NULL | NULL | NULL | NULL | NULL | NULL | NULL | NULL | NULL | NULL | NULL | NULL | NULL | NULL | NULL | NULL
364 | 6. Wider benefits | 6.92 Source 2 - Short | Item 5 | AlphaNum | NULL | NULL | NULL | NULL | NULL | NULL | NULL | NULL | NULL | NULL | NULL | NULL | NULL | NULL | NULL | NULL | NULL | NULL | NULL
365 | 6. Wider benefits | 6.93 Source 3 - Short | Item 5 | AlphaNum | NULL | NULL | NULL | NULL | NULL | NULL | NULL | NULL | NULL | NULL | NULL | NULL | NULL | NULL | NULL | NULL | NULL | NULL | NULL
366 | 7. Other Benefits | 7.1 Name | Item 1 | AlphaNum | NULL | NULL | Longer lifespan | Allows deployment of other applications | Green City Image | Green City Image | Power outages responsiveness | Community safety and wellbeing | Reduction in deploying other applications | Public safety | Positive impact on health | Ability to listen specific frequencies | Ability to prevent risk & Increase in Safety & Increase in reliability | Increases lighting ability | Data services for Traffic Management | Reduce drivers' stress | Promote city image | Greater mobility and connectivity | User friendly platform
367 | 7. Other Benefits | 7.2 source 1 | Item 1 | AlphaNum | NULL | NULL | http://mallatite.co.uk/street-lighting/retrofit-led-street-lamps/ | http://www.selc.ie/technology/softwaregui/ | https://www.smallbizdaily.com/4-ways-ev-charging-stations-can-benefit-business/ | http://www.energybc.ca/cache/solarpv/www.cetonline.org/Renewables/PV_pro_con.html | https://www.greenmatch.co.uk/blog/2015/06/advantages-and-disadvantages-of-solar-cells | https://www.excelerate-group.com/sherpa-automatic-lamp-post-climbing-cctv-delivery-system-supporting-safety-wellbeing-communities-across-northumberland/ | https://www.motorolasolutions.com/content/dam/msi/docs/products/voice-applications/wave/wave-work-group-communications-british-airways-case-study.pdf | https://www.abc.net.au/news/2017-12-11/terror-alert-speakers-cctv-rolled-out-across-melbourne-cbd/9245106 | https://www.niwa.co.nz/atmosphere/research-projects/innovative-technologies-for-air-quality | http://www.iotsens.com/sensors/sound-sensor/ | https://www.bosai-jp.org/en/solution/detail/49/search | https://www.ala.co.ke/our-services/outdoor-advertising-lamppost-advertising/ | https://www.techradar.com/news/world-of-tech/futuristic-lamp-posts-to-manage-uk-traffic-jams-618091 | https://smart-city-forum.com/images/Download/Fachgespaeche/Bad_Hersfeld_2017-06/Download/pdf_Bad%20Hersfeld_SCF2017/01-03Cleverciti%20Bad%20Hersfeld%20June%202017.pdf | https://www.citintelly.com/intelligent-street-lighting-products/streetlight-wifi-hotspot/ | https://www.electronicshub.org/wireless-communication-introduction-types-applications/ | https://www.standard.co.uk/news/london/minimasts-to-be-installed-on-lampposts-across-capital-to-boost-mobile-coverage-a3747381.html
368 | 7. Other Benefits | 7.3 source 2 | Item 1 | AlphaNum | NULL | NULL | https://www.sepco-solarlighting.com/blog/bid/145611/the-advantages-of-led-lights-for-the-environment | https://www.osram.com/ds/knowledge/street-light-control-by-osram-innovative-light-management-system-for-outdoor-areas/index.jsp | https://www.eea.europa.eu/articles/the-electric-car-2014-a-green-transport-revolution-in-the-making | http://www.environmentandsociety.org/perspectives/2018/1/article/branding-green-city | https://www.cornwallhomeshow.co.uk/benefits-battery-storage/ | https://www.kickstarter.com/projects/1287286080/the-l-eye-t-post-a-solar-cctv-lamp-posts-with-wifi | https://www.peakptt.com | https://www.theage.com.au/national/victoria/terrorwarning-loudspeakers-rolled-out-across-melbournes-cbd-20171211-h027ly.html | https://www.theage.com.au/national/victoria/street-lamps-light-the-way-for-air-pollution-monitoring-and-smoke-detection-20161205-gt4du1.html | https://www.ge.com/reports/smart-streets-are-made-of-these-san-diego-deploys-americas-first-intelligent-lighting-system/ | https://www.oase-livingwater.com/fr_FR/fountains-lakes/products/f/water-level-sensors.1000588894.html | https://fr.slideshare.net/aysharameez/reasons-why-lamp-post-advertising-is-the-best-in-dubai | https://archpaper.com/2018/11/cityiq-envisions-sensors-future-san-diego/ | https://www.nwave.io/?gclid=EAIaIQobChMI7deY3rHZ4AIVCJ3VCh0n6goGEAAYAiAAEgKJTPD_BwE | NULL | NULL | NULL
369 | 7. Other Benefits | 7.4 source 3 | Item 1 | AlphaNum | NULL | NULL | NULL | https://www.citintelly.com/intelligent-street-lighting-products/street-lighting-control-system/ | NULL | https://www.renewableenergyworld.com/ugc/articles/2012/12/advantages-and-disadvantages-of-solar-photovoltaic--quick-pros-and-cons-of-solar-pv.html | NULL | NULL | NULL | NULL | http://www.hapinz.org.nz | NULL | NULL | NULL | NULL | NULL | NULL | NULL | NULL
370 | 7. Other Benefits | 7.5 Source 1 - Short | Item 1 | AlphaNum | NULL | NULL | http://mallatite.co.uk/ | http://www.selc.ie/ | https://www.smallbizdaily.com/ | http://www.energybc.ca/ | https://www.greenmatch.co.uk/ | https://www.excelerate-group.com/ | https://www.motorolasolutions.com/ | https://www.abc.net.au/ | https://www.niwa.co.nz/ | http://www.iotsens.com/ | https://www.bosai-jp.org | https://www.ala.co.ke/ | https://www.techradar.com/ | https://smart-city-forum.com/ | https://www.citintelly.com/ | https://www.electronicshub.org/ | https://www.standard.co.uk/
371 | 7. Other Benefits | 7.6 Source 2 - Short | Item 1 | AlphaNum | NULL | NULL | https://www.sepco-solarlighting.com/ | https://www.osram.com/ | https://www.eea.europa.eu/ | http://www.environmentandsociety.org/ | https://www.cornwallhomeshow.co.uk/ | https://www.kickstarter.com/ | https://www.peakptt.com | https://www.theage.com.au/ | https://www.theage.com.au/ | https://www.ge.com/ | https://www.oase-livingwater.com/ | https://fr.slideshare.net/ | https://archpaper.com/ | https://www.nwave.io/ | NULL | NULL | NULL
372 | 7. Other Benefits | 7.7 Source 3 - Short | Item 1 | AlphaNum | NULL | NULL | NULL | https://www.citintelly.com/ | NULL | https://www.renewableenergyworld.com/ | NULL | NULL | NULL | NULL | http://www.hapinz.org.nz | NULL | NULL | NULL | NULL | NULL | NULL | NULL | NULL
373 | 7. Other Benefits | 7.1 Name | Item 2 | AlphaNum | NULL | NULL | Better color rendering | User-friendly web-platform for street light management | Increase in housing prices and district attractiveness | NULL | NULL | Environmental protection | Optimizes medical intervention | Public satisfaction | NULL | Improves Public Safety | Environment protection | Public information to citizens | Carbon savings | Urban planning - ability to develop smart parking platform | Greater mobility and connectivity | Ability to deploy new Data intensive applications | Higher Data Transmission rate
374 | 7. Other Benefits | 7.2 source 1 | Item 2 | AlphaNum | NULL | NULL | https://www.stouchlighting.com/blog/top-15-advantages-of-led-lighting | https://www.efacec.pt/en/products/elumen-street-light-central-management-system/ | Internal research | NULL | NULL | https://www.excelerate-group.com/sherpa-automatic-lamp-post-climbing-cctv-delivery-system-supporting-safety-wellbeing-communities-across-northumberland/ | https://www.peakptt.com | Alerts, Music, Event announcement..,etc | NULL | https://arxiv.org/pdf/1710.01581.pdf | http://www.libelium.com/smart_water_wsn_flood_detection/ | https://democracy.leeds.gov.uk/documents/s3419/lamp%20post%20advertising%202%20nov.pdf | http://www.libelium.com/vehicle_traffic_monitoring_bluetooth_sensors_over_zigbee/ | http://www.libelium.com/smart_parking/ | https://www.citintelly.com/intelligent-street-lighting-products/streetlight-wifi-hotspot/ | https://techcentral.co.za/joburg-lampposts-to-become-broadband-towers/50394/ | https://www.ispreview.co.uk/broadband_mobile.php
375 | 7. Other Benefits | 7.3 source 2 | Item 2 | AlphaNum | NULL | NULL | http://www.lighting.philips.co.in/systems/themes/metronomis-LED | https://financesonline.com/content-management-software-analysis-features-benefits-pricing/ | NULL | NULL | NULL | NULL | https://www.cisco.com/c/dam/en_us/about/ciscoitatwork/downloads/ciscoitatwork/pdf/Case_Study_LMR-over-IP_update.pdf | https://www.themorningbulletin.com.au/news/smart-lights-plans-enhancing-rocky-cbd-security/2768776/ | NULL | https://www.upthereeverywhere.com/blog/coming-to-a-city-near-you-very-soon.-smart-lamp-posts | https://www.researchgate.net/publication/300411474_Water_level_sensing_State_of_the_art_review_and_performance_evaluation_of_a_low-cost_measurement_system | http://www.austintexas.gov/page/street-banners | https://www.retailsensing.com/people-counting/smart-cities-pedestrian-counting/ | https://www.nwave.io/?gclid=EAIaIQobChMI7deY3rHZ4AIVCJ3VCh0n6goGEAAYAiAAEgKJTPD_BwE | NULL | https://www.electronicshub.org/wireless-communication-introduction-types-applications/ | https://technical.ly/brooklyn/2018/03/20/new-york-city-use-streetlights-wifi-hotspots/
376 | 7. Other Benefits | 7.4 source 3 | Item 2 | AlphaNum | NULL | NULL | NULL | NULL | NULL | NULL | NULL | NULL | NULL | NULL | NULL | https://www.channelnewsasia.com/news/singapore/smart-lampposts-singapore-wont-shine-light-peoples-lives-10229804 | NULL | NULL | NULL | NULL | NULL | NULL | NULL
377 | 7. Other Benefits | 7.5 Source 1 - Short | Item 2 | AlphaNum | NULL | NULL | https://www.stouchlighting.com/ | https://www.efacec.pt/ | Internal research | NULL | NULL | https://www.excelerate-group.com/ | https://www.peakptt.com | https://www.themorningbulletin.com.au/ | NULL | https://arxiv.org/ | http://www.libelium.com/ | https://democracy.leeds.gov.uk/ | http://www.libelium.com/ | http://www.libelium.com/ | https://www.citintelly.com/ | https://techcentral.co.za/ | https://www.ispreview.co.uk/
378 | 7. Other Benefits | 7.6 Source 2 - Short | Item 2 | AlphaNum | NULL | NULL | http://www.lighting.philips.co.in/ | https://financesonline.com/ | NULL | NULL | NULL | NULL | https://www.cisco.com/ | NULL | NULL | https://www.upthereeverywhere.com/ | https://www.researchgate.net/ | http://www.austintexas.gov/ | https://www.retailsensing.com/ | https://www.nwave.io/ | NULL | https://www.electronicshub.org/ | https://technical.ly/
379 | 7. Other Benefits | 7.7 Source 3 - Short | Item 2 | AlphaNum | NULL | NULL | NULL | NULL | NULL | NULL | NULL | NULL | NULL | NULL | NULL | https://www.channelnewsasia.com | NULL | NULL | NULL | NULL | NULL | NULL | NULL
380 | 7. Other Benefits | 7.1 Name | Item 3 | AlphaNum | NULL | NULL | Improved safety and visibility | Data collection | NULL | NULL | NULL | NULL | Public Safety & Increased Security | NULL | NULL | Increase in housing prices and district attractiveness | Economic losses | NULL | Development of Traffic App | Development of smart Parking App | Providing access to Wifi Data (WiFi, 4G, 5G) | Subscription fees to wireless communication | Data collection on users (5G)
381 | 7. Other Benefits | 7.2 source 1 | Item 3 | AlphaNum | NULL | NULL | https://www.stouchlighting.com/blog/top-15-advantages-of-led-lighting | https://www.citintelly.com/intelligent-street-lighting-products/street-lighting-control-system/ | NULL | NULL | NULL | NULL | https://www.connectingbristol.org/what-is-the-humble-lamppost/ | NULL | NULL | Internal research | http://www.libelium.com/smart_water_wsn_flood_detection/ | NULL | https://nextcity.org/daily/entry/counting-bikes-pedestrians-numina-startup | https://ercapi.lightfair.com/convdata/lightfair/brochures/lia/CurrentByGE_CityIQ_specification.pdf | https://www.techrepublic.com/article/new-led-smart-streetlight-pole-from-philips-lighting-could-be-your-next-wi-fi-hotspot/ | https://www.techrepublic.com/article/new-led-smart-streetlight-pole-from-philips-lighting-could-be-your-next-wi-fi-hotspot/ | https://www.linkedin.com/pulse/how-much-5g-coverage-you-really-get-from-lampposts-sameer/
382 | 7. Other Benefits | 7.3 source 2 | Item 3 | AlphaNum | NULL | NULL | https://www.bracknell-forest.gov.uk/street-lights-led-upgrade/about-upgrade-and-its-benefits | https://www.lumenia.com/solutions/lumenia-cms-lum-central-management-system | NULL | NULL | NULL | NULL | https://www.themorningbulletin.com.au/news/smart-lights-plans-enhancing-rocky-cbd-security/2768776/ | NULL | NULL | NULL | https://www.weather.gov/aprfc/terminology | NULL | https://archpaper.com/2018/11/cityiq-envisions-sensors-future-san-diego/ | http://www.parking-net.com/parking-news/cleverciti-systems-gmbh/sensors-integrated-street-lighting | https://nypost.com/2018/03/17/nyc-wants-to-turn-streetlights-into-high-speed-wi-fi-hotspots/ | https://nypost.com/2018/03/17/nyc-wants-to-turn-streetlights-into-high-speed-wi-fi-hotspots/ | NULL
383 | 7. Other Benefits | 7.4 source 3 | Item 3 | AlphaNum | NULL | NULL | NULL | NULL | NULL | NULL | NULL | NULL | https://www.hkt.com/staticfiles/PCCWCorpsite/Press%20Release/2018/Nov/20181123ppt%20HKT%20presentation%20at%20SCJL%20Press%20Event%20FINAL.pdf | NULL | NULL | NULL | NULL | NULL | https://ercapi.lightfair.com/convdata/lightfair/brochures/lia/CurrentByGE_CityIQ_specification.pdf | http://www.germany-australia.com.au/wp-content/uploads/2017/10/Cleverciti_Presentation_Australia.pptx-Website.pdf | NULL | NULL | NULL
384 | 7. Other Benefits | 7.5 Source 1 - Short | Item 3 | AlphaNum | NULL | NULL | https://www.stouchlighting.com/ | https://www.citintelly.com/ | NULL | NULL | NULL | NULL | https://www.connectingbristol.org/ | NULL | NULL | Internal research | http://www.libelium.com/ | NULL | https://nextcity.org/ | https://ercapi.lightfair.com/ | https://www.techrepublic.com/ | https://www.techrepublic.com/ | https://www.linkedin.com/
385 | 7. Other Benefits | 7.6 Source 2 - Short | Item 3 | AlphaNum | NULL | NULL | https://www.bracknell-forest.gov.uk/ | https://www.lumenia.com/ | NULL | NULL | NULL | NULL | https://www.themorningbulletin.com.au/ | NULL | NULL | NULL | https://www.weather.gov/ | NULL | https://archpaper.com/ | http://www.parking-net.com/ | https://nypost.com/ | https://nypost.com/ | NULL
386 | 7. Other Benefits | 7.7 Source 3 - Short | Item 3 | AlphaNum | NULL | NULL | NULL | NULL | NULL | NULL | NULL | NULL | https://www.hkt.com/ | NULL | NULL | NULL | NULL | NULL | https://ercapi.lightfair.com/ | http://www.germany-australia.com.au/ | NULL | NULL | NULL
387 | 7. Other Benefits | 7.1 Name | Item 4 | AlphaNum | NULL | NULL | NULL | Carbon savings | NULL | NULL | NULL | NULL | NULL | NULL | NULL | NULL | Reduction of damages to farmland | NULL | Ability to collect Data (demographic Data) | Development of Urban planning | Modernising the infrastructure | Increase in housing prices and district attractiveness | Possibility of exploitation for revenues
388 | 7. Other Benefits | 7.2 source 1 | Item 4 | AlphaNum | NULL | NULL | NULL | https://www.lumenia.com/solutions/lumenia-cms-lum-central-management-system | NULL | NULL | NULL | NULL | NULL | NULL | NULL | NULL | http://www.libelium.com/smart_water_wsn_flood_detection/ | NULL | https://www.straitstimes.com/tech/smart-lamp-posts-to-transmit-data | https://www.cdmsmith.com/en-ME/Client-Solutions/Insights/Smart-Solutions-for-Pedestrians-in-Smart-Cities | https://apolitical.co/solution_article/new-york-city-profit-500m-providing-free-public-wi-fi/ | Internal research | https://www.theverge.com/2018/9/7/17829270/5g-phone-cell-mobile-network-hardware
389 | 7. Other Benefits | 7.3 source 2 | Item 4 | AlphaNum | NULL | NULL | NULL | https://www.telensa.com/news/telensa-supplies-cms-system-for-leicester-citys-led-street-lighting-energy-reduction-project | NULL | NULL | NULL | NULL | NULL | NULL | NULL | NULL | https://www.weather.gov/aprfc/terminology | NULL | http://www.libelium.com/vehicle_traffic_monitoring_bluetooth_sensors_over_zigbee/ | https://www.sandiego.gov/sustainability/energy-and-water-efficiency/programs-projects/smart-city | NULL | NULL | NULL
390 | 7. Other Benefits | 7.4 source 3 | Item 4 | AlphaNum | NULL | NULL | NULL | https://www.osram.com/ds/knowledge/street-light-control-by-osram-innovative-light-management-system-for-outdoor-areas/index.jsp | NULL | NULL | NULL | NULL | NULL | NULL | NULL | NULL | NULL | NULL | https://internet-of-things-innovation.com/insights/the-blog/iot-applications-smart-cities/#.XG5koS3MygQ | https://nextcity.org/daily/entry/counting-bikes-pedestrians-numina-startup | NULL | NULL | https://www.theverge.com/
391 | 7. Other Benefits | 7.5 Source 1 - Short | Item 4 | AlphaNum | NULL | NULL | NULL | https://www.lumenia.com/ | NULL | NULL | NULL | NULL | NULL | NULL | NULL | NULL | http://www.libelium.com/ | NULL | https://www.straitstimes.com/ | https://www.cdmsmith.com/ | https://apolitical.co/ | Internal research | NULL
392 | 7. Other Benefits | 7.6 Source 2 - Short | Item 4 | AlphaNum | NULL | NULL | NULL | https://www.telensa.com/ | NULL | NULL | NULL | NULL | NULL | NULL | NULL | NULL | https://www.weather.gov/ | NULL | http://www.libelium.com/ | https://www.sandiego.gov/ | NULL | NULL | NULL
393 | 7. Other Benefits | 7.7 Source 3 - Short | Item 4 | AlphaNum | NULL | NULL | NULL | https://www.osram.com/ | NULL | NULL | NULL | NULL | NULL | NULL | NULL | NULL | NULL | NULL | https://internet-of-things-innovation.com/ | https://nextcity.org | NULL | NULL | NULL
394 | 7. Other Benefits | 7.1 Name | Item 5 | AlphaNum | NULL | NULL | NULL | NULL | NULL | NULL | NULL | NULL | NULL | NULL | NULL | NULL | NULL | NULL | Development of Urban planning | Reduction of control to parking usage | WiFi access point | NULL | Increase in housing prices and district attractiveness
395 | 7. Other Benefits | 7.2 source 1 | Item 5 | AlphaNum | NULL | NULL | NULL | NULL | NULL | NULL | NULL | NULL | NULL | NULL | NULL | NULL | NULL | NULL | https://www.cdmsmith.com/en-ME/Client-Solutions/Insights/Smart-Solutions-for-Pedestrians-in-Smart-Cities | https://www.intel.com/content/dam/www/public/us/en/documents/solution-briefs/smart-street-lights-for-brighter-savings-solutionbrief.pdf | https://www.techrepublic.com/article/new-led-smart-streetlight-pole-from-philips-lighting-could-be-your-next-wi-fi-hotspot/ | NULL | Internal research
396 | 7. Other Benefits | 7.3 source 2 | Item 5 | AlphaNum | NULL | NULL | NULL | NULL | NULL | NULL | NULL | NULL | NULL | NULL | NULL | NULL | NULL | NULL | https://www.sandiego.gov/sustainability/energy-and-water-efficiency/programs-projects/smart-city | NULL | https://nypost.com/2018/03/17/nyc-wants-to-turn-streetlights-into-high-speed-wi-fi-hotspots/ | NULL | NULL
397 | 7. Other Benefits | 7.4 source 3 | Item 5 | AlphaNum | NULL | NULL | NULL | NULL | NULL | NULL | NULL | NULL | NULL | NULL | NULL | NULL | NULL | NULL | https://nextcity.org/daily/entry/counting-bikes-pedestrians-numina-startup | NULL | https://data.smgov.net/Public-Services/City-Wi-Fi-Access-Points/j485-ymdf | NULL | NULL
398 | 7. Other Benefits | 7.5 Source 1 - Short | Item 5 | AlphaNum | NULL | NULL | NULL | NULL | NULL | NULL | NULL | NULL | NULL | NULL | NULL | NULL | NULL | NULL | https://www.cdmsmith.com | https://www.intel.com/ | https://www.techrepublic.com/ | NULL | Internal research
399 | 7. Other Benefits | 7.6 Source 2 - Short | Item 5 | AlphaNum | NULL | NULL | NULL | NULL | NULL | NULL | NULL | NULL | NULL | NULL | NULL | NULL | NULL | NULL | https://www.sandiego.gov/ | NULL | https://nypost.com/ | NULL | NULL
400 | 7. Other Benefits | 7.7 Source 3 - Short | Item 5 | AlphaNum | NULL | NULL | NULL | NULL | NULL | NULL | NULL | NULL | NULL | NULL | NULL | NULL | NULL | NULL | https://nextcity.org/ | NULL | https://data.smgov.net/ | NULL | NULL
401 | 8. Risks | 8.1 Name | Item 1 | AlphaNum | NULL | NULL | Potential Negative impact on health | Network Hacking | Grid reliability (instability and disruptions) | Vandalism | Safety risks | Cyber attack | Network and coverage Issues | Lack of public acceptance | Lack of scalability - coverage | Lack of public acceptance | Lack of scalability - coverage | Limited visibility due to the height of advertisement | Data hacking | Cyber attacks | Cyber attacks | Cyber attacks | Potential Negative impact on health
402 | 8. Risks | 8.2 source 1 | Item 1 | AlphaNum | NULL | NULL | https://www.scientificamerican.com/article/led-lightbulb-concerns/ | https://www.lumenia.com/solutions/lumenia-cms-lum-central-management-system | https://www3.nd.edu/~vgupta2/research/publications/lhgsg16.pdf | http://www.altenergy.org/renewables/solar/DIY/solar-safety.html | https://news.energysage.com/how-safe-are-solar-batteries-for-your-home/ | https://reolink.com/pros-cons-of-surveillance-cameras-in-public-places/ | http://www.telosystems.com/telo-ptt-solutions.php | https://www.ncbi.nlm.nih.gov/pmc/articles/PMC1253729/ | https://www.cbc.ca/news/technology/san-diego-smart-city-parking-1.4498964 | https://www.channelnewsasia.com/news/singapore/smart-lampposts-singapore-wont-shine-light-peoples-lives-10229804 | Internal research | https://www.showcaseoutdoor.co.uk/lamp-post-advertising-vs-billboards/ | https://ercapi.lightfair.com/convdata/lightfair/brochures/lia/CurrentByGE_CityIQ_specification.pdf | https://ercapi.lightfair.com/convdata/lightfair/brochures/lia/CurrentByGE_CityIQ_specification.pdf | https://www.staysmartonline.gov.au/protect-yourself/doing-things-safely/using-public-wireless-or-wifi-networks | https://www.electronicshub.org/wireless-communication-introduction-types-applications/ | https://www.chroniclelive.co.uk/news/north-east-news/man-scaled-lamppost-remove-5g-14672752
403 | 8. Risks | 8.3 source 2 | Item 1 | AlphaNum | NULL | NULL | https://gunnar.com/do-environmentally-friendly-led-lights-cause-blindness/ | https://northwoodswebdesigns.com/secure/index.php?rp=/knowledgebase/1/Hacking-and-Content-Management-Systems-CMS-domains.html | https://www.chargepoint.com/files/Ratepayer_Benefits_2017.pdf | http://www.solarselections.co.uk/blog/security-systems-prevent-solar-panel-theft-solar-farms-uk | https://qz.com/1133123/batteries-cant-solve-the-worlds-biggest-energy-storage-problem-one-startup-has-a-solution/ | NULL | NULL | NULL | https://media.consensys.net/how-can-blockchain-technology-help-fight-air-pollution-3bdcb1e1045f | https://eandt.theiet.org/content/articles/2018/04/privacy-concerns-over-singapore-s-sensor-packed-smart-lampposts/ | NULL | NULL | NULL | NULL | NULL | NULL | https://www.jrseco.com/radiation-5g-antennas-restricted-uncertainty-about-danger-to-public-Negative impact on health/
404 | 8. Risks | 8.4 source 3 | Item 1 | AlphaNum | NULL | NULL | NULL | NULL | NULL | NULL | NULL | NULL | NULL | NULL | NULL | https://arxiv.org/pdf/1710.01581.pdf | NULL | NULL | NULL | NULL | NULL | NULL | NULL
405 | 8. Risks | 8.5 Source 1 - Short | Item 1 | AlphaNum | NULL | NULL | https://www.scientificamerican.com/ | https://www.lumenia.com/ | https://www3.nd.edu/ | http://www.altenergy.org/ | https://news.energysage.com/ | https://reolink.com/ | http://www.telosystems.com/ | https://www.ncbi.nlm.nih.gov/ | https://www.cbc.ca/ | https://www.channelnewsasia.com/ | Internal research | https://www.showcaseoutdoor.co.uk/ | https://ercapi.lightfair.com/ | https://ercapi.lightfair.com/ | https://www.staysmartonline.gov.au/ | https://www.electronicshub.org/ | https://www.chroniclelive.co.uk/
406 | 8. Risks | 8.6 Source 2 - Short | Item 1 | AlphaNum | NULL | NULL | https://gunnar.com/ | https://northwoodswebdesigns.com/ | https://www.chargepoint.com/ | http://www.solarselections.co.uk/ | https://qz.com/ | NULL | NULL | NULL | https://media.consensys.net/ | https://eandt.theiet.org/ | NULL | NULL | NULL | NULL | NULL | NULL | https://www.jrseco.com/
407 | 8. Risks | 8.7 Source 3 - Short | Item 1 | AlphaNum | NULL | NULL | NULL | NULL | NULL | NULL | NULL | NULL | NULL | NULL | NULL | https://arxiv.org/ | NULL | NULL | NULL | NULL | NULL | NULL | NULL
408 | 8. Risks | 8.1 Name | Item 2 | AlphaNum | NULL | NULL | Harm to animals | Network crash | Security and safety risks (extreme weather, collisions, vandalism). | Bad weather (sunlight) | Vandalism | Vandalism | Vandalism | Sound coverage | NULL | Cyber attacks(Hacking and Data leaks) | NULL | NULL | NULL | Public acceptance | Connectivity | Network interference | Environmental risks
409 | 8. Risks | 8.2 source 1 | Item 2 | AlphaNum | NULL | NULL | https://spectrum.ieee.org/green-tech/conservation/led-streetlights-are-giving-neighborhoods-the-blues | https://www.lumenia.com/solutions/lumenia-cms-lum-central-management-system | https://www.globalindustrial.com/site/images/ideal-shield/ev-charging-station.pdf | https://reneweconomy.com.au/solar-photovoltaics-and-wind-energy-the-climate-change-solution-69448/ | http://www.altenergy.org/renewables/solar/DIY/solar-safety.html | https://www.kickstarter.com/projects/1287286080/the-l-eye-t-post-a-solar-cctv-lamp-posts-with-wifi | https://www.interphone-video.com/kit-controle-d-acces-fermax-contact-a-cle-ptt-platine-anti-vandalisme-472xbc1060-3608.html | http://streetsoundswireless.airnetix.com/FAQs.htm | NULL | https://www.channelnewsasia.com/news/singapore/smart-lampposts-singapore-wont-shine-light-peoples-lives-10229804 | NULL | NULL | NULL | https://www.europeanparking.eu/media/1279/12122014_push_pull_a4_en.pdf | http://wjbq.com/portlands-new-led-street-lights-with-public-wi-fi-are-showing-up/ | https://www.electronicshub.org/wireless-communication-introduction-types-applications/ | http://emfsafetynetwork.org/how-to-oppose-small-cell-5g-towers/
410 | 8. Risks | 8.3 source 2 | Item 2 | AlphaNum | NULL | NULL | https://www.sciencedaily.com/releases/2018/06/180612090618.htm | https://www.smart-energy.com/regional-news/europe-uk/street-lighting-problems-and-solutions/ | http://mtmcongress.com/proceedngs/2017/Winter/2/25.RISKS%20AND%20SAFETY%20ISSUES%20RELATED%20TO%20USE%20OF%20ELECTRIC%20AND%20HYBRID%20VEHICLES.pdf | https://www.offsetsolar.com/blogs/offset-solar-blog/how-bad-weather-affects-solar | https://books.google.fr/books?id=uw_NBQAAQBAJ&pg=PA273&lpg=PA273&dq=vandilism+energy+storage+battery&source=bl&ots=wo6DEFFH7P&sig=ACfU3U3c878AWJ_WIazWyIi8VWJrMsKoAA&hl=fr&sa=X&ved=2ahUKEwj6t-GvuZ_gAhWHyoUKHZqpCSEQ6AEwC3oECAEQAQ#v=onepage&q=vandilism%20energy%20storage%20battery&f=false | https://en.wikipedia.org/wiki/Closed-circuit_television | NULL | NULL | NULL | https://arxiv.org/pdf/1710.01581.pdf | NULL | NULL | NULL | NULL | https://muftwifi.com/how-to-start-a-public-wifi-zone-business/ | NULL | NULL
411 | 8. Risks | 8.4 source 3 | Item 2 | AlphaNum | NULL | NULL | NULL | NULL | NULL | NULL | NULL | NULL | NULL | NULL | NULL | NULL | NULL | NULL | NULL | NULL | NULL | NULL | NULL
412 | 8. Risks | 8.5 Source 1 - Short | Item 2 | AlphaNum | NULL | NULL | https://spectrum.ieee.org | https://www.lumenia.com/ | https://www.globalindustrial.com/ | https://reneweconomy.com.au/ | http://www.altenergy.org/ | https://www.kickstarter.com/ | http://www.telosystems.com/ | http://streetsoundswireless.airnetix.com/ | NULL | https://www.channelnewsasia.com/ | NULL | NULL | NULL | https://www.europeanparking.eu/ | http://wjbq.com/ | https://www.electronicshub.org/ | http://emfsafetynetwork.org/
413 | 8. Risks | 8.6 Source 2 - Short | Item 2 | AlphaNum | NULL | NULL | https://www.sciencedaily.com/ | https://www.smart-energy.com/ | http://mtmcongress.com/ | https://www.offsetsolar.com/ | https://books.google.fr/ | https://en.wikipedia.org/ | NULL | NULL | NULL | https://arxiv.org/ | NULL | NULL | NULL | NULL | https://muftwifi.com/ | NULL | NULL
414 | 8. Risks | 8.7 Source 3 - Short | Item 2 | AlphaNum | NULL | NULL | NULL | NULL | NULL | NULL | NULL | NULL | NULL | NULL | NULL | NULL | NULL | NULL | NULL | NULL | NULL | NULL | NULL
415 | 8. Risks | 8.1 Name | Item 3 | AlphaNum | NULL | NULL | Lack of public acceptance | NULL | NULL | NULL | NULL | Lack of public acceptance | NULL | NULL | NULL | Lack of scalability - coverage | NULL | NULL | NULL | NULL | NULL | Potential Negative impact on health | NULL
416 | 8. Risks | 8.2 source 1 | Item 3 | AlphaNum | NULL | NULL | https://spectrum.ieee.org/green-tech/conservation/led-streetlights-are-giving-neighborhoods-the-blues | NULL | NULL | NULL | NULL | https://reolink.com/pros-cons-of-surveillance-cameras-in-public-places/ | NULL | NULL | NULL | https://arxiv.org/pdf/1710.01581.pdf | NULL | NULL | NULL | NULL | NULL | https://www.electronicshub.org/wireless-communication-introduction-types-applications/ | NULL
417 | 8. Risks | 8.3 source 2 | Item 3 | AlphaNum | NULL | NULL | https://www.researchgate.net/publication/303547833_A_study_of_Acceptance_of_LED_Bulbs | NULL | NULL | NULL | NULL | NULL | NULL | NULL | NULL | https://www.cbc.ca/news/technology/san-diego-smart-city-parking-1.4498964 | NULL | NULL | NULL | NULL | NULL | NULL | NULL
418 | 8. Risks | 8.4 source 3 | Item 3 | AlphaNum | NULL | NULL | NULL | NULL | NULL | NULL | NULL | NULL | NULL | NULL | NULL | NULL | NULL | NULL | NULL | NULL | NULL | NULL | NULL
419 | 8. Risks | 8.5 Source 1 - Short | Item 3 | AlphaNum | NULL | NULL | https://spectrum.ieee.org | NULL | NULL | NULL | NULL | https://reolink.com/ | NULL | NULL | NULL | https://arxiv.org/ | NULL | NULL | NULL | NULL | NULL | https://www.electronicshub.org/ | NULL
420 | 8. Risks | 8.6 Source 2 - Short | Item 3 | AlphaNum | NULL | NULL | https://www.researchgate.net/ | NULL | NULL | NULL | NULL | NULL | NULL | NULL | NULL | https://www.cbc.ca/ | NULL | NULL | NULL | NULL | NULL | NULL | NULL
421 | 8. Risks | 8.7 Source 3 - Short | Item 3 | AlphaNum | NULL | NULL | NULL | NULL | NULL | NULL | NULL | NULL | NULL | NULL | NULL | NULL | NULL | NULL | NULL | NULL | NULL | NULL | NULL
422 | 8. Risks | 8.1 Name | Item 4 | AlphaNum | NULL | NULL | NULL | NULL | NULL | NULL | NULL | NULL | NULL | NULL | NULL | Sensitivity to high temperature | NULL | NULL | NULL | NULL | NULL | NULL | NULL
423 | 8. Risks | 8.2 source 1 | Item 4 | AlphaNum | NULL | NULL | NULL | NULL | NULL | NULL | NULL | NULL | NULL | NULL | NULL | https://arxiv.org/pdf/1710.01581.pdf | NULL | NULL | NULL | NULL | NULL | NULL | NULL
424 | 8. Risks | 8.3 source 2 | Item 4 | AlphaNum | NULL | NULL | NULL | NULL | NULL | NULL | NULL | NULL | NULL | NULL | NULL | http://www.ijesi.org/papers/Vol(2)3%20(Version-3)/J236069.pdf | NULL | NULL | NULL | NULL | NULL | NULL | NULL
425 | 8. Risks | 8.4 source 3 | Item 4 | AlphaNum | NULL | NULL | NULL | NULL | NULL | NULL | NULL | NULL | NULL | NULL | NULL | NULL | NULL | NULL | NULL | NULL | NULL | NULL | NULL
426 | 8. Risks | 8.5 Source 1 - Short | Item 4 | AlphaNum | NULL | NULL | NULL | NULL | NULL | NULL | NULL | NULL | NULL | NULL | NULL | NULL | NULL | NULL | NULL | NULL | NULL | NULL | NULL
427 | 8. Risks | 8.6 Source 2 - Short | Item 4 | AlphaNum | NULL | NULL | NULL | NULL | NULL | NULL | NULL | NULL | NULL | NULL | NULL | NULL | NULL | NULL | NULL | NULL | NULL | NULL | NULL
428 | 8. Risks | 8.7 Source 3 - Short | Item 4 | AlphaNum | NULL | NULL | NULL | NULL | NULL | NULL | NULL | NULL | NULL | NULL | NULL | NULL | NULL | NULL | NULL | NULL | NULL | NULL | NULL
429 | 8. Risks | 8.1 Name | Item 5 | AlphaNum | NULL | NULL | NULL | NULL | NULL | NULL | NULL | NULL | NULL | NULL | NULL | NULL | NULL | NULL | NULL | NULL | NULL | NULL | NULL
430 | 8. Risks | 8.2 source 1 | Item 5 | AlphaNum | NULL | NULL | NULL | NULL | NULL | NULL | NULL | NULL | NULL | NULL | NULL | NULL | NULL | NULL | NULL | NULL | NULL | NULL | NULL
431 | 8. Risks | 8.3 source 2 | Item 5 | AlphaNum | NULL | NULL | NULL | NULL | NULL | NULL | NULL | NULL | NULL | NULL | NULL | NULL | NULL | NULL | NULL | NULL | NULL | NULL | NULL
432 | 8. Risks | 8.4 source 3 | Item 5 | AlphaNum | NULL | NULL | NULL | NULL | NULL | NULL | NULL | NULL | NULL | NULL | NULL | NULL | NULL | NULL | NULL | NULL | NULL | NULL | NULL
433 | 8. Risks | 8.5 Source 1 - Short | Item 5 | AlphaNum | NULL | NULL | NULL | NULL | NULL | NULL | NULL | NULL | NULL | NULL | NULL | NULL | NULL | NULL | NULL | NULL | NULL | NULL | NULL
434 | 8. Risks | 8.6 Source 2 - Short | Item 5 | AlphaNum | NULL | NULL | NULL | NULL | NULL | NULL | NULL | NULL | NULL | NULL | NULL | NULL | NULL | NULL | NULL | NULL | NULL | NULL | NULL
435 | 8. Risks | 8.7 Source 3 - Short | Item 5 | AlphaNum | NULL | NULL | NULL | NULL | NULL | NULL | NULL | NULL | NULL | NULL | NULL | NULL | NULL | NULL | NULL | NULL | NULL | NULL | NULL
Note on J18: [Commentaire à thread] Votre version d’Excel vous permet de lire ce commentaire à thread. Toutefois, les modifications qui y sont apportées seront supprimées si le fichier est ouvert dans une version plus récente d’Excel. En savoir plus : https://go.microsoft.com/fwlink/?linkid=870924 Commentaire : 0,05 for 20% of parking spaces - = 0,05*0,2= 0,01
Note on J65: [Commentaire à thread] Votre version d’Excel vous permet de lire ce commentaire à thread. Toutefois, les modifications qui y sont apportées seront supprimées si le fichier est ouvert dans une version plus récente d’Excel. En savoir plus : https://go.microsoft.com/fwlink/?linkid=870924 Commentaire : 0,05 for 20% of parking spaces - = 0,05*0,2= 0,01
Note on J76: [Commentaire à thread] Votre version d’Excel vous permet de lire ce commentaire à thread. Toutefois, les modifications qui y sont apportées seront supprimées si le fichier est ouvert dans une version plus récente d’Excel. En savoir plus : https://go.microsoft.com/fwlink/?linkid=870924 Commentaire : 0,05 for 20% of parking spaces - = 0,05*0,2= 0,01
Note on J120: [Commentaire à thread] Votre version d’Excel vous permet de lire ce commentaire à thread. Toutefois, les modifications qui y sont apportées seront supprimées si le fichier est ouvert dans une version plus récente d’Excel. En savoir plus : https://go.microsoft.com/fwlink/?linkid=870924 Commentaire : 0,05 for 20% of parking spaces - = 0,05*0,2= 0,01
Note on J131: [Commentaire à thread] Votre version d’Excel vous permet de lire ce commentaire à thread. Toutefois, les modifications qui y sont apportées seront supprimées si le fichier est ouvert dans une version plus récente d’Excel. En savoir plus : https://go.microsoft.com/fwlink/?linkid=870924 Commentaire : 0,05 for 20% of parking spaces - = 0,05*0,2= 0,01
Note on J142: [Commentaire à thread] Votre version d’Excel vous permet de lire ce commentaire à thread. Toutefois, les modifications qui y sont apportées seront supprimées si le fichier est ouvert dans une version plus récente d’Excel. En savoir plus : https://go.microsoft.com/fwlink/?linkid=870924 Commentaire : 0,05 for 20% of parking spaces - = 0,05*0,2= 0,01
Note on J175: [Commentaire à thread] Votre version d’Excel vous permet de lire ce commentaire à thread. Toutefois, les modifications qui y sont apportées seront supprimées si le fichier est ouvert dans une version plus récente d’Excel. En savoir plus : https://go.microsoft.com/fwlink/?linkid=870924 Commentaire : 0,05 for 20% of parking spaces - = 0,05*0,2= 0,01
Note on J186: [Commentaire à thread] Votre version d’Excel vous permet de lire ce commentaire à thread. Toutefois, les modifications qui y sont apportées seront supprimées si le fichier est ouvert dans une version plus récente d’Excel. En savoir plus : https://go.microsoft.com/fwlink/?linkid=870924 Commentaire : 0,05 for 20% of parking spaces - = 0,05*0,2= 0,01
Note on J197: [Commentaire à thread] Votre version d’Excel vous permet de lire ce commentaire à thread. Toutefois, les modifications qui y sont apportées seront supprimées si le fichier est ouvert dans une version plus récente d’Excel. En savoir plus : https://go.microsoft.com/fwlink/?linkid=870924 Commentaire : 0,05 for 20% of parking spaces - = 0,05*0,2= 0,01
Note on H230: [Commentaire à thread] Votre version d’Excel vous permet de lire ce commentaire à thread. Toutefois, les modifications qui y sont apportées seront supprimées si le fichier est ouvert dans une version plus récente d’Excel. En savoir plus : https://go.microsoft.com/fwlink/?linkid=870924 Commentaire : 20kwh/ day 20*30 = 600kwh /month
Note on I230: [Commentaire à thread] Votre version d’Excel vous permet de lire ce commentaire à thread. Toutefois, les modifications qui y sont apportées seront supprimées si le fichier est ouvert dans une version plus récente d’Excel. En savoir plus : https://go.microsoft.com/fwlink/?linkid=870924 Commentaire : 20kwh/ day 20*30 = 600kwh /month
Note on K230: [Commentaire à thread] Votre version d’Excel vous permet de lire ce commentaire à thread. Toutefois, les modifications qui y sont apportées seront supprimées si le fichier est ouvert dans une version plus récente d’Excel. En savoir plus : https://go.microsoft.com/fwlink/?linkid=870924 Commentaire : 20kwh/ day 20*30 = 600kwh /month
Note on L230: [Commentaire à thread] Votre version d’Excel vous permet de lire ce commentaire à thread. Toutefois, les modifications qui y sont apportées seront supprimées si le fichier est ouvert dans une version plus récente d’Excel. En savoir plus : https://go.microsoft.com/fwlink/?linkid=870924 Commentaire : 20kwh/ day 20*30 = 600kwh /month
Note on I232: [Commentaire à thread] Votre version d’Excel vous permet de lire ce commentaire à thread. Toutefois, les modifications qui y sont apportées seront supprimées si le fichier est ouvert dans une version plus récente d’Excel. En savoir plus : https://go.microsoft.com/fwlink/?linkid=870924 Commentaire : Imapct reduced to 15% if LED implemented, 30% if led not implemented
Note on H245: [Commentaire à thread] Votre version d’Excel vous permet de lire ce commentaire à thread. Toutefois, les modifications qui y sont apportées seront supprimées si le fichier est ouvert dans une version plus récente d’Excel. En savoir plus : https://go.microsoft.com/fwlink/?linkid=870924 Commentaire : 3pounds*10 = 30pounds 3pounds/month = maintenance costs of the LED upgrading divides by 10 electric maintenance costs = 30per month
Note on I245: [Commentaire à thread] Votre version d’Excel vous permet de lire ce commentaire à thread. Toutefois, les modifications qui y sont apportées seront supprimées si le fichier est ouvert dans une version plus récente d’Excel. En savoir plus : https://go.microsoft.com/fwlink/?linkid=870924 Commentaire : 3pounds*10 = 30pounds 3pounds/month = maintenance costs of the LED upgrading divides by 10 electric maintenance costs = 30per month
Note on H300: [Commentaire à thread] Votre version d’Excel vous permet de lire ce commentaire à thread. Toutefois, les modifications qui y sont apportées seront supprimées si le fichier est ouvert dans une version plus récente d’Excel. En savoir plus : https://go.microsoft.com/fwlink/?linkid=870924 Commentaire : 203kg per year / per streetlight 17kg per month / per streetlight 0,017 Ton of carbon / per streetlight
Note on I300: [Commentaire à thread] Votre version d’Excel vous permet de lire ce commentaire à thread. Toutefois, les modifications qui y sont apportées seront supprimées si le fichier est ouvert dans une version plus récente d’Excel. En savoir plus : https://go.microsoft.com/fwlink/?linkid=870924 Commentaire : 203kg per year / per streetlight 17kg per month / per streetlight 0,017 Ton of carbon / per streetlight
Note on J300: [Commentaire à thread] Votre version d’Excel vous permet de lire ce commentaire à thread. Toutefois, les modifications qui y sont apportées seront supprimées si le fichier est ouvert dans une version plus récente d’Excel. En savoir plus : https://go.microsoft.com/fwlink/?linkid=870924 Commentaire : 203kg per year / per streetlight 17kg per month / per streetlight 0,017 Ton of carbon / per streetlight
Note on K300: [Commentaire à thread] Votre version d’Excel vous permet de lire ce commentaire à thread. Toutefois, les modifications qui y sont apportées seront supprimées si le fichier est ouvert dans une version plus récente d’Excel. En savoir plus : https://go.microsoft.com/fwlink/?linkid=870924 Commentaire : 203kg per year / per streetlight 17kg per month / per streetlight 0,017 Ton of carbon / per streetlight
Note on L300: [Commentaire à thread] Votre version d’Excel vous permet de lire ce commentaire à thread. Toutefois, les modifications qui y sont apportées seront supprimées si le fichier est ouvert dans une version plus récente d’Excel. En savoir plus : https://go.microsoft.com/fwlink/?linkid=870924 Commentaire : 1,5-2 maintenance / 5 years 0,3year / 12 = 0,025 month for a street light
Note on M300: [Commentaire à thread] Votre version d’Excel vous permet de lire ce commentaire à thread. Toutefois, les modifications qui y sont apportées seront supprimées si le fichier est ouvert dans une version plus récente d’Excel. En savoir plus : https://go.microsoft.com/fwlink/?linkid=870924 Commentaire : Use case Houston 173000 streetlights 2,313 000 inhabitants 173000/2313000 = 13inhabitants per streetlight -average of 6crimes/100 residents/2015 0,06crimes/resident /year = 0,005 crime/per resident/ per month 13*0,005= 0,065 crime per streetlight /month
Note on P300: [Commentaire à thread] Votre version d’Excel vous permet de lire ce commentaire à thread. Toutefois, les modifications qui y sont apportées seront supprimées si le fichier est ouvert dans une version plus récente d’Excel. En savoir plus : https://go.microsoft.com/fwlink/?linkid=870924 Commentaire : 203kg per year / per streetlight 17kg per month / per streetlight 0,017 Ton of carbon / per streetlight
Note on Q300: [Commentaire à thread] Votre version d’Excel vous permet de lire ce commentaire à thread. Toutefois, les modifications qui y sont apportées seront supprimées si le fichier est ouvert dans une version plus récente d’Excel. En savoir plus : https://go.microsoft.com/fwlink/?linkid=870924 Commentaire : 400 accidents investigation/ per year 33accidents/month Case study of Finland /860000 streetlight 0,00038investigation/month
Note on R300: [Commentaire à thread] Votre version d’Excel vous permet de lire ce commentaire à thread. Toutefois, les modifications qui y sont apportées seront supprimées si le fichier est ouvert dans une version plus récente d’Excel. En savoir plus : https://go.microsoft.com/fwlink/?linkid=870924 Commentaire : 8 622 698,00 Nbre habitants; 250 000,00 Lamppost; 34,49 Nbre Habitahnts / Lamppost; 2% % of affected inhabitants with insurance clain over total population; 0,069 Nbre insurance claims/ Lampost; 15 720,00 Cost of insuranec claim ( Once a year); 1 310,00 Cost of insuranec claim ( monthly).
Note on T300: [Commentaire à thread] Votre version d’Excel vous permet de lire ce commentaire à thread. Toutefois, les modifications qui y sont apportées seront supprimées si le fichier est ouvert dans une version plus récente d’Excel. En savoir plus : https://go.microsoft.com/fwlink/?linkid=870924 Commentaire : 400 accidents per year 33accidents/month Case study of Finland 86 000streetlights country 86000/33=2606accidents/streetlight
Note on M314: [Commentaire à thread] Votre version d’Excel vous permet de lire ce commentaire à thread. Toutefois, les modifications qui y sont apportées seront supprimées si le fichier est ouvert dans une version plus récente d’Excel. En savoir plus : https://go.microsoft.com/fwlink/?linkid=870924 Commentaire : Case study brussels: 74hours/year/vehicle /2014 7 076 238 vehicles /per year /2014 7076238*74= 523641612hours/year = 43636801h/month 43636801/83400 = 523,2h/month
Note on T314: [Commentaire à thread] Votre version d’Excel vous permet de lire ce commentaire à thread. Toutefois, les modifications qui y sont apportées seront supprimées si le fichier est ouvert dans une version plus récente d’Excel. En savoir plus : https://go.microsoft.com/fwlink/?linkid=870924 Commentaire : 74,00 Heurs Perdies / vehicule / AN; 553 300,00 Nbre vehicules; 50% Drives everyday 20 472 100,00 Nombre heurs perdues / AN; 1 706 008,33 Nombre heurs perdues / Mois; 83 400,00 Nombre Lampadaires; 20,46 Nombre heures perdiues / mois / lampadaire. 8,00 Cost/hour 163 776 800 Cost Brussels/Year
Note on I389: Francesco Papa: carbon savings sont qunantifiable normalement et presente pour LED and CMS

## SIMUL DB
| SIMULATION DB | 2019-04-12 |  |  | 1. Lampost | 1. Lampost | 2. Lighting | 2. Lighting | 3. Energy | 3. Energy | 3. Energy | 4. Public Safety | 4. Public Safety | 4. Public Safety | 5. Environmental Monitoring | 5. Environmental Monitoring | 5. Environmental Monitoring | 6. Signage | 7. Movement Monitoring | 7. Movement Monitoring | 8. Connectivity | 8. Connectivity | 8. Connectivity
# | INPUT Categories | Variable | Item # | Unit | 1. Pole | 2. Smart Lampost | 3. LED upgrade only | 4. Control lighting management system (CMS) | 5. Electric Vehicle Charging Point | 6. Photo Voltaic (PV) | 7. Energy Storage (and DC Supply) | 8. CCTV | 9. Push To Talk (PTT) | 10. Public speakers Alert | 11. Air Quality Sensor | 12. Noise Sensor | 13. Water Level Sensor | 14. Public Information & Advertising | 15. Traffic Monitoring (People and Vehicles) | 16. Parking Management | 17. Wifi | 18. Wireless Communication | 19. 5G
1 | 1. Capex | 1.1 Name | Item 1 | AlphaNum | Pole | Smart Lampost | LED street light | Remote control Software | EVSE charger | Photovoltaic Solar Panel | Battery | Remote CCTV | Code Blue IP | Wireless Concealed Placement Speaker | Air Quality Sensor | Noise level sensor | Water level sensor | Lamp post advertising light box | PIR (passive infrared) Sensor | Surface-mounted Smart Parking Sensor | Wifi antenna | Antennas (Distributed Antenna System) | 5G antenna
2 | 1. Capex | 1.2 Description | Item 1 | AlphaNum | Upgrade / replacement of the pole to enable use cases deployment | Implementaion of multi applications smart lamppost | Light-emitting diode is an electronic device that gives off light when it receives an electrical current (90W-100W). | A web hosted control system which provides monitoring, switching and dimming control. | Hardware and electrical integrations to the power grid. | A photovoltaic (PV) cell, commonly called a solar cell, is a non-mechanical device that converts sunlight directly into electricity. | The device stores energy for supplying to electrical appliances when there is a demand. | A low-light camera with Wi-Fi connectivity, 3G/4G connectivity | IP 1500 VoIp / 2500 VoIp / 5000 VoIp speakerphones | Public Alerts posts and Info Concealed placement speaker (CPS). | It measures and find dust particles in the air. | The microphone is based on the LM386 amplifier and an electret microphone | Measures water table levels in the base of a typical lamp post. | Scrolling light boxes, double sided, or rectangular, LED | Passive sensors do not transmit energy; rather, they detect the energy that is emitted or reflected from vehicles, road surfaces, and humans and other objects in the field of view and from the atmosphere | A wireless Smart Parking Sigfox sensor that enables you to monitor parking spots or any reserved areas occupancy. | Wifi antenna attached to a street light box | Wireless communication system | Cells to efficiently deliver high speed mobile broadband and other low latency applications.
3 | 1. Capex | 1.3 Unit | Item 1 | AlphaNum | Per Steel Pole | Per Smart Lampost | Per LED bulb | Per remote control device | Per charger | Per PV panel | Per battery | Per CCTV | Per VoIP speakerphone | Per concealed loudspeakers | Per sensor | Per sensor | Per sensor | Per light box | Per sensor | Per sensor | Per antenna | Per antenna | Per antenna
4 | 1. Capex | 1.4 Ratio # Units / Measure | Item 1 | Num # | 1 | 1 | 1 | NA | 0.05 | 0.1 | 0.1 | 0.05 | 0.05 | 0.05 | 0.1 | 0.1 | 0.05 | 0.05 | 0.2 | 0.1 | 0.05 | 0.1 | 0.02
5 | 1. Capex | 1.5 Cost / Unit - Min | Item 1 | £ | 140 | 2100 | 50 | 10000 | 465 | 70 | 100 | 90 | 300 | 80 | 200 | 5 | 30 | 350 | 15 | 60 | 15 | 45 | 30
6 | 1. Capex | 1.6 Cost / Unit - Max | Item 1 | £ | 530 | 6900 | 150 | 15000 | 600 | 150 | 400 | 350 | 2000 | 230 | 310 | 10 | 80 | 620 | 25 | 115 | 50 | 140 | 60
7 | 1. Capex | 1.7 Source 1 | Item 1 | AlphaNum | https://www.alibaba.com/product-detail/XINTONG-6m-8-meter-height-street_60763795461.html?spm=a2700.7724857.normalList.20.1d3914e72DnSRo&s=p | https://www.euractiv.com/section/digital/news/european-cities-want-10-million-smart-streetlamps/ | https://i-solar-street-light.en.made-in-china.com/product/djxmEvMVXIWL/China-Isolar-60W-8m-Battery-Hanging-Outdoor-Lighting-Solar-LED-Street-Light.html | https://www.telensa.com/applications#street_lighting | https://www.amazon.com/dp/B01NCEIG1F/ref=sspa_dk_detail_3?psc=1&pd_rd_i=B01NCEIG1F | https://www.alibaba.com/product-detail/Cheap-price-direct-from-factory-all_60603459369.html?spm=a2700.7724857.normalList.113.21262cd34L6WIS | https://www.alibaba.com/product-detail/1kw-2kw-3kw-4kw-5kw-10kw_919057641.html?spm=a2700.7724838.2017005.6.6c254b77FmCO3R | https://wardmay-cctv.en.made-in-china.com/product/vCRJeUoPnLhy/China-1080P-4X-10X-Optical-Zoom-Outdoor-Bullet-Waterproof-IP-PTZ-Security-Camera.html | https://www.commgear.com/security-systems/emergency-telephones/code-blue-ip5000-voip-speakerphone-upgrade-from-one-button-to-two-button-with-keypad.html | https://www.amazon.com/Acoustic-Research-Outdoor-Wireless-AW826/dp/B003EV6OTS | https://www.wunderground.com/cat6/purple-airs-250-air-pollution-monitor-gives-government-equipment-run-money | https://www.reichelt.com/fr/fr/arduino-capteur-sonore-grove-grv-sound-sens-p191177.html?PROVID=2788&gclid=EAIaIQobChMI2vqCw_q14AIVE_hRCh1aiQaBEAQYBiABEgJu5fD_BwE&&r=1 | https://www.alibaba.com/product-detail/IP68-water-level-sensor_60701581079.html?spm=a2700.7724857.normalList.21.40be13e4NmLJJf&s=p | https://www.alibaba.com/product-detail/Outdoor-street-LED-middle-lamp-post_60549918471.html?spm=a2700.7724857.normalList.138.45f7f5c74p8TiE | https://www.englishlampposts.co.uk/garden-lamp-posts-pir | https://www.alibaba.com/product-detail/IoT-Smart-Parking-sensor-SGM-201_50041290513.html?spm=a2700.7724838.2017115.338.2b876201jEvMqY | https://www.alibaba.com/product-detail/All-in-one-body-led-street_60858254472.html?spm=a2700.galleryofferlist.normalList.187.77646241mK7Kzj | http://www.l-com.com/wireless-antenna-24-ghz-6-dbi-omnidirectional-antenna-n-female-connector | https://www.alibaba.com/product-detail/Antenna-Manufacturer-5G-5-8GHz-2x15_60625518394.html?spm=a2700.7724838.2017115.353.7c277109fTWItv
8 | 1. Capex | 1.8 Source 2 | Item 1 | AlphaNum | https://futaomonopole.en.made-in-china.com/product/XeYQHsxTYZti/China-The-Best-Price-for-Residential-Steel-Lamp-Pole.html | https://flexsolsolutions.com/soluxio-solar-light-pole/ | https://www.alibaba.com/product-detail/40W-Energy-Saving-Solar-Panel-Led_60281727903.html?spm=a2700.galleryofferlist.normalList.328.934e1757PgUBr9 | https://www.citintelly.com/intelligent-street-lighting-products/street-lighting-control-system/ | http://store.evsolutions.com/nissan-32-amp-plug-in---25ft-cable-ul-listed-p75.aspx | http://www.altenergy.org/renewables/solar/DIY/solar-panel-cost.html | https://yzdingxin.en.made-in-china.com/product/CKjExHdJfyVi/China-Used-for-Solar-Street-Light-12V-Lithium-Battery-for-Energy-Storage-System.html | https://www.alibaba.com/product-detail/Best-outdoor-10x-optical-zoom-CCTV_60713163134.html?spm=a2700.galleryofferlist.normalList.2.5209635aditzMf | https://www.cisco.com/c/dam/en_us/about/ciscoitatwork/downloads/ciscoitatwork/pdf/Case_Study_LMR-over-IP_update.pdf | https://www.ebay.com/itm/Acoustic-Research-Main-Street-Portable-Indoor-Outdoor-Wireless-Bluetooth-Speaker/132779833989?epid=1754443323&hash=item1eea4b7a85:g:0FIAAOSw~kVbmnci | https://www.niwa.co.nz/atmosphere/research-projects/pacman | https://www.sparkfun.com/products/12642 | https://wnksensor.en.made-in-china.com/product/IqCJYLVTsNaE/China-IP68-1-5V-4-20mA-Water-Level-Sensor-Submersible-Level-Transmitter-Factory-Price.html | https://cnyeroo.en.made-in-china.com/product/fBaEdtcVOWkx/China-Outdoor-Advertising-Scrolling-Lamp-Post-Light-Box.html | https://www.alibaba.com/product-detail/12V-8A-PIR-LED-controller-MPPT_60707172504.html?spm=a2700.details.maylikehoz.15.715b2e04c4o5Se | https://www.made-in-china.com/showroom/773687874/product-detailXBwxFKOMQfcY/China-Zigbee-Wireless-Car-Parking-Sensor-for-on-Street-Parking-Lots-WPSD-15X-.html | https://www.alibaba.com/product-detail/Professional-Smart-Street-Lighting-Wifi-Remote_60799194268.html?spm=a2700.galleryofferlist.normalList.1.d1722cddSIr4XW | https://www.amazon.com/Vandal-Resistant-Profile-Omni-Directional-Antenna/dp/B01E36Y7EG/ref=pd_rhf_dp_s_all_spx_wp_0_27?_encoding=UTF8&pd_rd_i=B01E36Y7EG&pd_rd_r=ee749685-bed3-4e76-9c97-4201bb00b375&pd_rd_w=sHlaM&pd_rd_wg=wMSbM&pf_rd_p=be1fc0a3-5323-42ce-8eda-5c75d301717d&pf_rd_r=E71AZCX7KJKFT8QHMR6W&psc=1&refRID=E71AZCX7KJKFT8QHMR6W | https://arronna.en.made-in-china.com/product/tvfxOpJWOTkC/China-5-8GHz-14dBi-Wireless-Sector-Antenna-WiFi-Wimax-Antenna-ARP-DP5725-5850-14-65-.html
9 | 1. Capex | 1.9 Source 3 | Item 1 | AlphaNum | https://www.theledstore.co/street-lamp-post-8m-galvanised-tubular-steel | https://www.huffpost.com/entry/intellistreets_b_1242972 | https://www.alibaba.com/product-detail/High-Quality-led-street-light-manufacturers_60832842432.html?spm=a2700.galleryofferlist.normalList.2.3cee3289OCiUge&s=p | http://qulon.pro | 0 | https://www.alibaba.com/product-detail/Outdoor-led-solar-powered-main-gate_60634875290.html?spm=a2700.details.maylikehoz.7.6823541c2nOxHa | https://mcabattery.en.made-in-china.com/product/YKwEWBSJnHhI/China-Solar-Panel-Battery-Solar-Street-Light-Battery-12V-130ah.html | https://www.ubitech.fr/camera-ip-exterieure/539-hikvision-ds-2de4225iw-de-dome-ptz-darkfighter-full-hd-2mp-ir-100m-zoom-x-25-6954273651534.html | https://www.neobits.com/code_blue_41429_comnet_fiber_ethernet_ip5000_p10499493.html | https://www.ebay.com/itm/Acoustic-Research-Main-Street-Portable-Indoor-Outdoor-Wireless-Bluetooth-Speaker/132779833989?epid=1754443323&hash=item1eea4b7a85:g:0FIAAOSw~kVbmnci | https://www.kele.com/search?keywords=air%2BQuality%2Bsensor | http://www.crysound.com/en/product_info.php?1/2/40 | 0 | 0 | 0 | http://www.rosim-its.com/parking-space-sensor/wireless-parking-space-occupancy-sensors-for.html | https://www.alibaba.com/product-detail/2018-Smart-Wifi-Photocell-20W-30W_60791193669.html?spm=a2700.galleryofferlist.normalList.23.d1722cddSIr4XW | https://eu.mouser.com/ProductDetail/HUBER%2bSUHNER/1399190006?qs=sGAEpiMZZMuBTKBKvsBmlJ09NPvTyTiRNGilA46w4UlPzb23QG16Yg%3D%3D | https://www.alibaba.com/product-detail/Antenna-Manufacturer-2400-2500MHz-15dBi-65_1869910120.html?spm=a2700.details.maylikever.2.21027a834r5LdN
10 | 1. Capex | 1.91 Source 1 - Short | Item 1 | AlphaNum | https://www.alibaba.com/ | https://www.euractiv.com | https://i-solar-street-light.en.made-in-china.com | https://www.telensa.com/ | https://www.amazon.com/ | https://www.alibaba.com/ | https://www.alibaba.com/ | https://made-in-china.com/ | https://www.commgear.com/ | https://www.amazon.com/ | https://www.wunderground.com/ | https://www.reichelt.com/ | https://www.alibaba.com/ | https://www.alibaba.com/ | https://www.englishlampposts.co.uk/ | https://www.alibaba.com/ | https://www.alibaba.com/ | http://www.l-com.com/ | https://www.alibaba.com/
11 | 1. Capex | 1.92 Source 2 - Short | Item 1 | AlphaNum | https://futaomonopole.en.made-in-china.com | https://flexsolsolutions.com/ | https://www.alibaba.com/ | https://www.citintelly.com/ | http://store.evsolutions.com/ | http://www.altenergy.org/ | https://made-in-china.com/ | https://www.alibaba.com/ | https://www.cisco.com | https://www.ebay.com/ | https://www.niwa.co.nz | https://www.sparkfun.com/ | https://wnksensor.en.made-in-china.com/ | https://cnyeroo.en.made-in-china.com/ | https://www.alibaba.com/ | https://www.made-in-china.com/ | https://www.alibaba.com/ | https://www.amazon.com/ | https://arronna.en.made-in-china.com/
12 | 1. Capex | 1.93 Source 3 - Short | Item 1 | AlphaNum | https://www.theledstore.co/ | https://www.huffpost.com | https://www.alibaba.com/ | http://qulon.pro | 0 | https://www.alibaba.com/ | https://mcabattery.en.made-in-china.com/ | https://www.ubitech.fr/ | https://www.neobits.com/ | https://www.ebay.com/ | https://www.kele.com/ | http://www.crysound.com/ | 0 | 0 | 0 | http://www.rosim-its.com | https://www.alibaba.com/ | https://eu.mouser.com/ | https://www.alibaba.com/
13 | 1. Capex | 1.1 Name | Item 2 | AlphaNum | 0 | 0 | Electrical systems | Street lighting control boxes | Charging Connector | Intelligent remote control | Remote telemetry system | DVR (Digital Video Recorder) | 0 | 0 | Software tool | Software tool | Software tool | 0 | Software tool | Wireless Data Collector/Gateway | 0 | 0 | 0
14 | 1. Capex | 1.2 Description | Item 2 | AlphaNum | 0 | 0 | Service cabinets, covering energy supply and metering facilities. | which can be mounted on electric lamp post | Connectors and plug in for cars | Smart Devices solutions allows to do a remote control | An automated communications process by which measurements and other data are collected at remote or inaccessible points and transmitted to receiving equipment for monitoring. | Network Video Recorder (NVR) - NVRs are responsible for video monitoring, event management, and storage. | 0 | 0 | Shows the measures and collects data. Data is accessible in real time and measurements can be consulted remotely. | Shows the measures and collects data. Data is accessible in real time and measurements can be consulted remotely. | Shows the measures and collects data. Data is accessible in real time and measurements can be consulted remotely. | 0 | A web hosted control system which provides monitoring, switching and dimming control. | It is used to receive information from wireless parking lot sensor and transmit this information to user system | 0 | 0 | 0
15 | 1. Capex | 1.3 Unit | Item 2 | AlphaNum | 0 | 0 | Per streetlight cable system | Per sensor | Per connector | Per remote control | Per telemetry system | Per recorder | 0 | 0 | Per software | Per software | Per software | 0 | Per software | Per gateway | 0 | 0 | 0
16 | 1. Capex | 1.4 Ratio # Units / Measure | Item 2 | Num # | 0 | 0 | 1 | 1 | 0.01 | 0.1 | 0.1 | 0.05 | 0 | 0 | NA | NA | NA | 0 | NA | 0.1 | 0 | 0 | 0
17 | 1. Capex | 1.5 Cost / Unit - Min | Item 2 | £ | 0 | 0 | 10 | 40 | 150 | 190 | 190 | 150 | 0 | 0 | 10000 | 10000 | 10000 | 0 | 25000 | 280 | 0 | 0 | 0
18 | 1. Capex | 1.6 Cost / Unit - Max | Item 2 | £ | 0 | 0 | 30 | 100 | 200 | 210 | 210 | 380 | 0 | 0 | 25000 | 25000 | 25000 | 0 | 85000 | 400 | 0 | 0 | 0
19 | 1. Capex | 1.7 Source 1 | Item 2 | AlphaNum | 0 | 0 | https://www.made-in-china.com/productdirectory.do?word=led+street+light+transformer&subaction=hunt&style=b&mode=and&code=0&comProvince=nolimit&order=0&isOpenCorrection=1 | https://www.meterboxesdirect.co.uk/electric-meter-pole-top-box-360-252-140-mm.html | https://www.amazon.fr/dp/B00YT75GWW/ref=dp_cerb_1 | https://www.amazon.co.uk/TOP-MAX-Wireless-Compatible-Control-Anywhere/dp/B077YF8LV6/ref=pd_day0_hl_107_23?_encoding=UTF8&pd_rd_i=B077YF8LV6&pd_rd_r=0fac8156-1a50-11e9-bd3a-1b03e59c87b4&pd_rd_w=aAYT7&pd_rd_wg=ep0A4&pf_rd_p=b082d07b-aaea-4f40-9ff3-d27463f747d7&pf_rd_r=6XP6YREE1MVQP5JAYGD9&psc=1&refRID=6XP6YREE1MVQP5JAYGD9 | https://www.amazon.co.uk/TOP-MAX-Wireless-Compatible-Control-Anywhere/dp/B077YF8LV6/ref=pd_day0_hl_107_23?_encoding=UTF8&pd_rd_i=B077YF8LV6&pd_rd_r=0fac8156-1a50-11e9-bd3a-1b03e59c87b4&pd_rd_w=aAYT7&pd_rd_wg=ep0A4&pf_rd_p=b082d07b-aaea-4f40-9ff3-d27463f747d7&pf_rd_r=6XP6YREE1MVQP5JAYGD9&psc=1&refRID=6XP6YREE1MVQP5JAYGD9 | https://www.security-camera-warehouse.com/the-admiral-4-channel-nvr-adm4p4.php | 0 | 0 | https://www.fr.paessler.com/prtg?utm_source=google&utm_medium=cpc&utm_campaign=ROW_FR_Search-nonBrand_broad_2&utm_adgroup=networking-softwares&utm_adnum=171032094950&utm_keyword=%2Bnetworking%20%2Bsoftwares&utm_device=c&utm_position=1t1&utm_campaignid=367571891&utm_adgroupid=26332991411&utm_targetid=kwd-28682313563&utm_customerid=&utm_location=9056139&gclid=EAIaIQobChMIq4u1qpi34AIV4hXTCh2X9QurEAAYASAAEgKuIfD_BwE | https://www.fr.paessler.com/prtg?utm_source=google&utm_medium=cpc&utm_campaign=ROW_FR_Search-nonBrand_broad_2&utm_adgroup=networking-softwares&utm_adnum=171032094950&utm_keyword=%2Bnetworking%20%2Bsoftwares&utm_device=c&utm_position=1t1&utm_campaignid=367571891&utm_adgroupid=26332991411&utm_targetid=kwd-28682313563&utm_customerid=&utm_location=9056139&gclid=EAIaIQobChMIq4u1qpi34AIV4hXTCh2X9QurEAAYASAAEgKuIfD_BwE | https://www.fr.paessler.com/prtg?utm_source=google&utm_medium=cpc&utm_campaign=ROW_FR_Search-nonBrand_broad_2&utm_adgroup=networking-softwares&utm_adnum=171032094950&utm_keyword=%2Bnetworking%20%2Bsoftwares&utm_device=c&utm_position=1t1&utm_campaignid=367571891&utm_adgroupid=26332991411&utm_targetid=kwd-28682313563&utm_customerid=&utm_location=9056139&gclid=EAIaIQobChMIq4u1qpi34AIV4hXTCh2X9QurEAAYASAAEgKuIfD_BwE | 0 | http://qulon.pro | https://buy.advantech.eu/Buy-Online/bymodel-UTX-3117.htm | 0 | 0 | 0
20 | 1. Capex | 1.8 Source 2 | Item 2 | AlphaNum | 0 | 0 | https://www.alibaba.com/product-detail/100W-54V-DC-Power-Supply-ELG_60598044271.html?spm=a2700.galleryofferlist.normalList.2.dec22bf5RDx1Ep&s=p | https://www.indiamart.com/proddetail/auto-street-light-control-panel-12608808348.html | https://www.alibaba.com/product-detail/Mode-2-iec-62196-ev-charging_60638582986.html?spm=a2700.galleryofferlist.normalList.57.1e49473e40gVOq | https://commercial-energy.en.made-in-china.com/product/XScQLsqAAgpw/China-Remote-Control-Smart-Automatic-Solar-Street-Lighting-System.html | https://www.alibaba.com/product-detail/RTU-remote-telemetry-unit-street-lights_60546372021.html?spm=a2700.galleryofferlist.normalList.12.7edb21df5YXyqS | https://www.alibaba.com/product-detail/24-channel-1-5U-poe-4k_60745055530.html?spm=a2700.7724857.normalList.13.7f704657ca7iGs&s=p | 0 | 0 | http://democracy.cityoflondon.gov.uk/documents/s81815/Appendix%201%20-%20Radio%20Frequency%20Mesh%20Smart%20Cities%20-%20Concepts%20Opportunities.pdf | http://www.cmt-gmbh.de/Produkte/WirelessSensorNetworks/XMESH_Network_Stack.html | https://ieeexplore.ieee.org/document/4400970 | 0 | https://www.bartlettinteractive.com/blog/cost-enterprise-CMS | https://www.monnit.com/Products/Gateways/Ethernet-Gateway/Wireless-Ethernet-Gateways | 0 | 0 | 0
21 | 1. Capex | 1.9 Source 3 | Item 2 | AlphaNum | 0 | 0 | 0 | 0 | 0 | https://info.lightinus.com/solar-street-lights#how_smart_they_can_be_ | https://commercial-energy.en.made-in-china.com/product/XScQLsqAAgpw/China-Remote-Control-Smart-Automatic-Solar-Street-Lighting-System.html | 0 | 0 | 0 | https://www.wunderground.com/cat6/purple-airs-250-air-pollution-monitor-gives-government-equipment-run-money | https://doc.informatik.uni-goettingen.de/wiki/images/7/7b/MoteView_Users_Manual_7430-0008-05_A.pdf | http://advantech-bb.com/sensor-networking-cost-model/ | 0 | https://www.citintelly.com/intelligent-street-lighting-products/street-lighting-control-system/ | https://shop.omnisense.com/g-3-wireless-gateway-with-cellularoptional-wifi-and-ethernet | 0 | 0 | 0
22 | 1. Capex | 1.91 Source 1 - Short | Item 2 | AlphaNum | 0 | 0 | https://www.made-in-china.com/ | https://www.meterboxesdirect.co.uk/ | https://www.amazon.com/ | https://www.amazon.co.uk/ | https://www.amazon.co.uk/ | https://www.security-camera-warehouse.com/ | 0 | 0 | https://www.fr.paessler.com/ | https://www.fr.paessler.com/ | https://www.fr.paessler.com/ | 0 | http://qulon.pro | https://buy.advantech.eu/ | 0 | 0 | 0
23 | 1. Capex | 1.92 Source 2 - Short | Item 2 | AlphaNum | 0 | 0 | https://www.made-in-china.com/ | https://www.indiamart.com/ | https://www.alibaba.com/ | https://commercial-energy.en.made-in-china.com/ | https://www.alibaba.com/ | https://www.alibaba.com/ | 0 | 0 | http://democracy.cityoflondon.gov.uk/ | http://www.cmt-gmbh.de/ | https://ieeexplore.ieee.org/ | 0 | https://www.bartlettinteractive.com/ | https://www.monnit.com/ | 0 | 0 | 0
24 | 1. Capex | 1.93 Source 3 - Short | Item 2 | AlphaNum | 0 | 0 | 0 | 0 | 0 | https://info.lightinus.com/ | https://made-in-china.com/ | 0 | 0 | 0 | https://www.wunderground.com/ | https://doc.informatik.uni-goettingen.de/ | http://advantech-bb.com/ | 0 | https://www.citintelly.com/ | https://shop.omnisense.com/ | 0 | 0 | 0
25 | 1. Capex | 1.1 Name | Item 3 | AlphaNum | 0 | 0 | 0 | Box Gateway | 0 | Battery | 0 | Monitor/screens | 0 | 0 | 0 | 0 | 0 | 0 | 0 | Local parking guidance system | 0 | 0 | 0
26 | 1. Capex | 1.2 Description | Item 3 | AlphaNum | 0 | 0 | 0 | It is used to receive information from wireless parking lot sensor and transmit this information to user system | 0 | The device stores energy for supplying to electrical appliances when there is a demand. | 0 | Accessories, options include screens. | 0 | 0 | 0 | 0 | 0 | 0 | 0 | Outdoor parking guidance monitors | 0 | 0 | 0
27 | 1. Capex | 1.3 Unit | Item 3 | AlphaNum | 0 | 0 | 0 | Per Data collector | 0 | Per battery | 0 | Per monitor | 0 | 0 | 0 | 0 | 0 | 0 | 0 | Per monitor | 0 | 0 | 0
28 | 1. Capex | 1.4 Ratio # Units / Measure | Item 3 | Num # | 0 | 0 | 0 | 0.001 | 0 | 0.1 | 0 | NA | 0 | 0 | 0 | 0 | 0 | 0 | 0 | 0.1 | 0 | 0 | 0
29 | 1. Capex | 1.5 Cost / Unit - Min | Item 3 | £ | 0 | 0 | 0 | 280 | 0 | 100 | 0 | 100 | 0 | 0 | 0 | 0 | 0 | 0 | 0 | 20 | 0 | 0 | 0
30 | 1. Capex | 1.6 Cost / Unit - Max | Item 3 | £ | 0 | 0 | 0 | 400 | 0 | 400 | 0 | 140 | 0 | 0 | 0 | 0 | 0 | 0 | 0 | 60 | 0 | 0 | 0
31 | 1. Capex | 1.7 Source 1 | Item 3 | AlphaNum | 0 | 0 | 0 | https://buy.advantech.eu/Buy-Online/bymodel-UTX-3117.htm | 0 | https://www.alibaba.com/product-detail/1kw-2kw-3kw-4kw-5kw-10kw_919057641.html?spm=a2700.7724838.2017005.6.6c254b77FmCO3R | 0 | https://www.ebay.co.uk/itm/Hanns-G-18-5-inch-Flat-Screen-Professional-Monitor-LED-LCD-PC-CCTV-Display-UK/291391010247?epid=1188645162&hash=item43d841f5c7:g:tTIAAOSwpDdU7O0K | 0 | 0 | 0 | 0 | 0 | 0 | 0 | https://www.alibaba.com/product-detail/customized-7-segment-elevator-display-variable_1318854093.html?spm=a2700.7724838.2017115.151.ea412e94Sw6kMk | 0 | 0 | 0
32 | 1. Capex | 1.8 Source 2 | Item 3 | AlphaNum | 0 | 0 | 0 | https://www.monnit.com/Products/Gateways/Ethernet-Gateway/Wireless-Ethernet-Gateways | 0 | https://yzdingxin.en.made-in-china.com/product/CKjExHdJfyVi/China-Used-for-Solar-Street-Light-12V-Lithium-Battery-for-Energy-Storage-System.html | 0 | https://sztic86.en.made-in-china.com/product/VsFJMKYjpckw/China-22-LCD-Player-Screen-HD-Picture-Display-CCTV-Monitor.html | 0 | 0 | 0 | 0 | 0 | 0 | 0 | https://tectron88.en.made-in-china.com/product/iKDJnLbuOPcI/China-Rainbow-LED-Display-Parking-Sensor-Boards-Outdoor-LED-Display.html | 0 | 0 | 0
33 | 1. Capex | 1.9 Source 3 | Item 3 | AlphaNum | 0 | 0 | 0 | https://shop.omnisense.com/g-3-wireless-gateway-with-cellularoptional-wifi-and-ethernet | 0 | https://mcabattery.en.made-in-china.com/product/YKwEWBSJnHhI/China-Solar-Panel-Battery-Solar-Street-Light-Battery-12V-130ah.html | 0 | 0 | 0 | 0 | 0 | 0 | 0 | 0 | 0 | http://www.ipdisplays.com/parking-garages/ | 0 | 0 | 0
34 | 1. Capex | 1.91 Source 1 - Short | Item 3 | AlphaNum | 0 | 0 | 0 | https://buy.advantech.eu/ | 0 | https://www.alibaba.com/ | 0 | https://www.ebay.co.uk/ | 0 | 0 | 0 | 0 | 0 | 0 | 0 | https://www.alibaba.com/ | 0 | 0 | 0
35 | 1. Capex | 1.92 Source 2 - Short | Item 3 | AlphaNum | 0 | 0 | 0 | https://www.monnit.com/ | 0 | https://made-in-china.com/ | 0 | https://sztic86.en.made-in-china.com/ | 0 | 0 | 0 | 0 | 0 | 0 | 0 | https://tectron88.en.made-in-china.com/ | 0 | 0 | 0
36 | 1. Capex | 1.93 Source 3 - Short | Item 3 | AlphaNum | 0 | 0 | 0 | https://shop.omnisense.com/ | 0 | https://mcabattery.en.made-in-china.com/ | 0 | 0 | 0 | 0 | 0 | 0 | 0 | 0 | 0 | http://www.ipdisplays.com/ | 0 | 0 | 0
37 | 1. Capex | 1.1 Name | Item 4 | AlphaNum | 0 | 0 | 0 | 0 | 0 | 0 | 0 | 0 | 0 | 0 | 0 | 0 | 0 | 0 | 0 | 0 | 0 | 0 | 0
38 | 1. Capex | 1.2 Description | Item 4 | AlphaNum | 0 | 0 | 0 | 0 | 0 | 0 | 0 | 0 | 0 | 0 | 0 | 0 | 0 | 0 | 0 | 0 | 0 | 0 | 0
39 | 1. Capex | 1.3 Unit | Item 4 | AlphaNum | 0 | 0 | 0 | 0 | 0 | 0 | 0 | 0 | 0 | 0 | 0 | 0 | 0 | 0 | 0 | 0 | 0 | 0 | 0
40 | 1. Capex | 1.4 Ratio # Units / Measure | Item 4 | Num # | 0 | 0 | 0 | 0 | 0 | 0 | 0 | 0 | 0 | 0 | 0 | 0 | 0 | 0 | 0 | 0 | 0 | 0 | 0
41 | 1. Capex | 1.5 Cost / Unit - Min | Item 4 | £ | 0 | 0 | 0 | 0 | 0 | 0 | 0 | 0 | 0 | 0 | 0 | 0 | 0 | 0 | 0 | 0 | 0 | 0 | 0
42 | 1. Capex | 1.6 Cost / Unit - Max | Item 4 | £ | 0 | 0 | 0 | 0 | 0 | 0 | 0 | 0 | 0 | 0 | 0 | 0 | 0 | 0 | 0 | 0 | 0 | 0 | 0
43 | 1. Capex | 1.7 Source 1 | Item 4 | AlphaNum | 0 | 0 | 0 | 0 | 0 | 0 | 0 | 0 | 0 | 0 | 0 | 0 | 0 | 0 | 0 | 0 | 0 | 0 | 0
44 | 1. Capex | 1.8 Source 2 | Item 4 | AlphaNum | 0 | 0 | 0 | 0 | 0 | 0 | 0 | 0 | 0 | 0 | 0 | 0 | 0 | 0 | 0 | 0 | 0 | 0 | 0
45 | 1. Capex | 1.9 Source 3 | Item 4 | AlphaNum | 0 | 0 | 0 | 0 | 0 | 0 | 0 | 0 | 0 | 0 | 0 | 0 | 0 | 0 | 0 | 0 | 0 | 0 | 0
46 | 1. Capex | 1.91 Source 1 - Short | Item 4 | AlphaNum | 0 | 0 | 0 | 0 | 0 | 0 | 0 | 0 | 0 | 0 | 0 | 0 | 0 | 0 | 0 | 0 | 0 | 0 | 0
47 | 1. Capex | 1.92 Source 2 - Short | Item 4 | AlphaNum | 0 | 0 | 0 | 0 | 0 | 0 | 0 | 0 | 0 | 0 | 0 | 0 | 0 | 0 | 0 | 0 | 0 | 0 | 0
48 | 1. Capex | 1.93 Source 3 - Short | Item 4 | AlphaNum | 0 | 0 | 0 | 0 | 0 | 0 | 0 | 0 | 0 | 0 | 0 | 0 | 0 | 0 | 0 | 0 | 0 | 0 | 0
49 | 1. Capex | 1.1 Name | Item 5 | AlphaNum | 0 | 0 | 0 | 0 | 0 | 0 | 0 | 0 | 0 | 0 | 0 | 0 | 0 | 0 | 0 | 0 | 0 | 0 | 0
50 | 1. Capex | 1.2 Description | Item 5 | AlphaNum | 0 | 0 | 0 | 0 | 0 | 0 | 0 | 0 | 0 | 0 | 0 | 0 | 0 | 0 | 0 | 0 | 0 | 0 | 0
51 | 1. Capex | 1.3 Unit | Item 5 | AlphaNum | 0 | 0 | 0 | 0 | 0 | 0 | 0 | 0 | 0 | 0 | 0 | 0 | 0 | 0 | 0 | 0 | 0 | 0 | 0
52 | 1. Capex | 1.4 Ratio # Units / Measure | Item 5 | Num # | 0 | 0 | 0 | 0 | 0 | 0 | 0 | 0 | 0 | 0 | 0 | 0 | 0 | 0 | 0 | 0 | 0 | 0 | 0
53 | 1. Capex | 1.5 Cost / Unit - Min | Item 5 | £ | 0 | 0 | 0 | 0 | 0 | 0 | 0 | 0 | 0 | 0 | 0 | 0 | 0 | 0 | 0 | 0 | 0 | 0 | 0
54 | 1. Capex | 1.6 Cost / Unit - Max | Item 5 | £ | 0 | 0 | 0 | 0 | 0 | 0 | 0 | 0 | 0 | 0 | 0 | 0 | 0 | 0 | 0 | 0 | 0 | 0 | 0
55 | 1. Capex | 1.7 Source 1 | Item 5 | AlphaNum | 0 | 0 | 0 | 0 | 0 | 0 | 0 | 0 | 0 | 0 | 0 | 0 | 0 | 0 | 0 | 0 | 0 | 0 | 0
56 | 1. Capex | 1.8 Source 2 | Item 5 | AlphaNum | 0 | 0 | 0 | 0 | 0 | 0 | 0 | 0 | 0 | 0 | 0 | 0 | 0 | 0 | 0 | 0 | 0 | 0 | 0
57 | 1. Capex | 1.9 Source 3 | Item 5 | AlphaNum | 0 | 0 | 0 | 0 | 0 | 0 | 0 | 0 | 0 | 0 | 0 | 0 | 0 | 0 | 0 | 0 | 0 | 0 | 0
58 | 1. Capex | 1.91 Source 1 - Short | Item 5 | AlphaNum | 0 | 0 | 0 | 0 | 0 | 0 | 0 | 0 | 0 | 0 | 0 | 0 | 0 | 0 | 0 | 0 | 0 | 0 | 0
59 | 1. Capex | 1.92 Source 2 - Short | Item 5 | AlphaNum | 0 | 0 | 0 | 0 | 0 | 0 | 0 | 0 | 0 | 0 | 0 | 0 | 0 | 0 | 0 | 0 | 0 | 0 | 0
60 | 1. Capex | 1.93 Source 3 - Short | Item 5 | AlphaNum | 0 | 0 | 0 | 0 | 0 | 0 | 0 | 0 | 0 | 0 | 0 | 0 | 0 | 0 | 0 | 0 | 0 | 0 | 0
61 | 2. Implementation | 2.1 Name | Item 1 | AlphaNum | Installation of the Pole | Instllation of smart Lampost | Upgrading of the LED lighting system | Installation of the software | Installation of the charging point | Installation of the panel | Installation of the battery &remote control | Installation of the CCTV system | Installation of the PTT | Installation of the public speakers | Installation of the sensor | Installation of the sensor | Installation of the sensor | Installation of the banner | Installation of the sensor | Installation of the sensor | Installation of the antenna | Installation of the antenna | Installation of the antenna
62 | 2. Implementation | 2.2 Unit | Item 1 | AlphaNum | Per streetlight pole | Per smart lamppost | Per LED light | Per software | Per EVSE Charging point | Per PV panel | Per battery & remote control | Per CCTV system | Per PTT | Per Public speakers | Per sensor | Per sensor | Per sensor | Per Advertising Panel | Per traffic monitoring sensor | Per sensor | Per Wifi antenna | Per antenna | Per 5G antenna
63 | 2. Implementation | 2.3 Ratio # Units / Measure | Item 1 | Num # | 1 | 1 | 1 | NA | 0.01 | 0.1 | 0.1 | 0.05 | 0.05 | 0.05 | 0.1 | 0.1 | 0.05 | 0.05 | 0.2 | 0.1 | 0.05 | 0.1 | 0.02
64 | 2. Implementation | 2.2 Implementation cost per Unit - Min | Item 1 | £ | 1200 | 26 | 160 | 25000 | 1000 | 600 | 310 | 280 | 1700 | 150 | 310 | 155 | 500 | 170 | 260 | 310 | 300 | 400 | 400
65 | 2. Implementation | 2.3 Implementation cost per Unit - Max | Item 1 | £ | 2300 | 87 | 240 | 85000 | 1600 | 1200 | 570 | 400 | 3900 | 280 | 750 | 375 | 1500 | 200 | 1300 | 625 | 380 | 800 | 800
66 | 2. Implementation | 2.5 Source 1 | Item 1 | AlphaNum | https://www.ledsmaster.com/channel/How-Much-Do-Street-Lights-Cost-Replacing-and-Running-the-Street-Lamp--77.html | Internal research | https://www.myledlightingguide.com/blog-the-cost-of-street-lights | http://qulon.pro | https://www.ubitricity.co.uk/unternehmen/newsroom/simple-conversion-turn-street-lamps-electric-car-chargers-daily-mail/ | https://www.streetlights-solar.com/2018/07/19/cost-comparison-between-solar-vs-traditional-lights/ | https://www.energysage.com/solar/solar-energy-storage/what-do-solar-batteries-cost/ | https://www.fixr.com/costs/install-video-surveillance-cameras | http://www.groundcontrol.com/Iridium_PTT_Push-To-Talk.htm | https://porch.com/project-cost/cost-to-install-outdoor-speakers | https://www.london.gov.uk/what-we-do/environment/pollution-and-air-quality/monitoring-and-predicting-air-pollution | Internal research | https://reliabilityweb.com/articles/entry/wireless_sensors_work_provide_a_cost-effective_alternative_to_traditio | https://just-print.co.uk/155-lamp-post-advertising-boards-24-x-16-50-pack.html | https://www.itscosts.its.dot.gov/ITS/benecost.nsf/ID/5A53F0D1919AA5EE8525798300819B6E?OpenDocument&Query=CApp | https://www.itscosts.its.dot.gov/its/benecost.nsf/0/E4717C6F075BAAA38525789B00610ECC?OpenDocument&Query=Home | https://its.umich.edu/projects/wifi-upgrade/project-funding | https://www.repeaterstore.com/pages/custom-solutions | https://www.ctia.org/news/what-is-a-small-cell
67 | 2. Implementation | 2.6 Source 2 | Item 1 | AlphaNum | https://www.streetlights-solar.com/2018/07/19/cost-comparison-between-solar-vs-traditional-lights/ | 0 | https://www.pennoni.com/insights/smart-lighting-streetlight-replacement-project-pays-for-itself/ | https://www.bartlettinteractive.com/blog/cost-enterprise-CMS | https://www.homeadvisor.com/cost/garages/install-an-electric-vehicle-charging-station/ | https://info.lightinus.com/solar-street-lights#solar_street_light_applications | https://www.solarlightsmanufacturer.com/how-to-install-solar-street-light/ | https://reolink.com/security-camera-installation-cost/ | https://www.rrmediagroup.com/repository/files/PTT8-17.pdf | https://www.homewyse.com/services/cost_to_install_outdoor_speakers.html | https://www.cs.virginia.edu/~bjc8c/class/cs6501-f17/devarakonda13airquality.pdf | 0 | http://advantech-bb.com/sensor-networking-cost-model/ | https://www.hastings.gov.uk/press_media/advertising/lamppostbanners/ | http://www.itsinternational.com/sections/cost-benefit-analysis/features/wavetronix-radar-based-traffic-sensor-cuts-costs/ | https://www.popularmechanics.com/technology/gadgets/a6528/smart-parking-systems-steer-drivers-to-open-spaces/ | https://www.installationsathome.co.uk/wifi-installation-prices.html | https://www.rcrwireless.com/20160411/network-infrastructure/will-small-cells-replace-das-can-das-reinvent-tag17-tag99 | Internal research
68 | 2. Implementation | 2.7 Source 3 | Item 1 | AlphaNum | 0 | 0 | 0 | https://www.citintelly.com/intelligent-street-lighting-products/street-lighting-control-system/ | 0 | 0 | 0 | https://www.fixr.com/costs/install-video-surveillance-cameras | 0 | https://hipages.com.au/article/how_much_does_it_cost_to_install_outdoor_lighting | 0 | 0 | 0 | 0 | 0 | 0 | 0 | http://www.stjohnpatrick.com/12/ec/2Small-Cells-DAS.pdf | 0
69 | 2. Implementation | 2.8 Source 1 - Short | Item 1 | AlphaNum | https://www.ledsmaster.com | Internal research | https://www.myledlightingguide.com/ | http://qulon.pro | https://www.ubitricity.co.uk/ | https://www.streetlights-solar.com/ | https://www.energysage.com/ | https://www.fixr.com/ | http://www.groundcontrol.com/ | https://porch.com/ | https://www.london.gov.uk/ | Internal research | https://reliabilityweb.com/ | https://just-print.co.uk/ | https://www.itscosts.its.dot.gov/ | https://www.itscosts.its.dot.gov/ | https://its.umich.edu/ | https://www.repeaterstore.com/ | https://www.ctia.org
70 | 2. Implementation | 2.9 Source 2 - Short | Item 1 | AlphaNum | https://www.streetlights-solar.com/ | 0 | https://www.pennoni.com/ | https://www.bartlettinteractive.com/ | https://www.homeadvisor.com/ | https://info.lightinus.com/ | https://www.solarlightsmanufacturer.com/ | https://reolink.com/ | https://www.rrmediagroup.com/ | https://www.homewyse.com/ | https://www.cs.virginia.edu | 0 | http://advantech-bb.com/ | https://www.hastings.gov.uk/ | http://www.itsinternational.com/ | https://www.popularmechanics.com | https://www.installationsathome.co.uk/ | https://www.rcrwireless.com/ | Internal research
71 | 2. Implementation | 2.91 Source 3 - Short | Item 1 | AlphaNum | 0 | 0 | 0 | https://www.citintelly.com/ | 0 | 0 | 0 | https://www.fixr.com/ | 0 | https://hipages.com.au/ | 0 | 0 | 0 | 0 | 0 | 0 | 0 | http://www.stjohnpatrick.com/ | 0
72 | 2. Implementation | 2.1 Name | Item 2 | AlphaNum | 0 | 0 | Electrical systems | Control boxes implementation | Installation of the wall connector | Installation of the battery &remote control | 0 | 0 | 0 | 0 | Software installation | Software installation | Software installation | 0 | Software installation | Installation of the software | 0 | 0 | 0
73 | 2. Implementation | 2.2 Unit | Item 2 | AlphaNum | 0 | 0 | Per cabling system | Per sensor | Per connector | Per battery & remote control | 0 | 0 | 0 | 0 | Per software | Per software | Per software | 0 | Per software | Per gateway | 0 | 0 | 0
74 | 2. Implementation | 2.3 Ratio # Units / Measure | Item 2 | Num # | 0 | 0 | 1 | 1 | 0.01 | 0.1 | 0 | 0 | 0 | 0 | NA | NA | NA | 0 | NA | 0.1 | 0 | 0 | 0
75 | 2. Implementation | 2.2 Implementation cost per Unit - Min | Item 2 | £ | 0 | 0 | 38 | 80 | 380 | 310 | 0 | 0 | 0 | 0 | 1000 | 1000 | 1000 | 0 | 640 | 210 | 0 | 0 | 0
76 | 2. Implementation | 2.3 Implementation cost per Unit - Max | Item 2 | £ | 0 | 0 | 90 | 170 | 440 | 570 | 0 | 0 | 0 | 0 | 1120 | 1120 | 1120 | 0 | 1900 | 835 | 0 | 0 | 0
77 | 2. Implementation | 2.5 Source 1 | Item 2 | AlphaNum | 0 | 0 | https://blog.lightinus.com/comparing-traditional-street-lights-and-solar-energy-lights | https://www.homeadvisor.com/cost/electrical/upgrade-an-electrical-panel/ | https://www.homeadvisor.com/cost/garages/install-an-electric-vehicle-charging-station/ | https://www.energysage.com/solar/solar-energy-storage/what-do-solar-batteries-cost/ | 0 | 0 | 0 | 0 | Internal research | Internal research | Internal research | 0 | https://www.researchgate.net/publication/280078500_Intelligent_Traffic_Monitoring_System | https://www.itscosts.its.dot.gov/ITS/benecost.nsf/ID/F1112FA098133F3C85256DB100458923?OpenDocument&Query=CApp | 0 | 0 | 0
78 | 2. Implementation | 2.6 Source 2 | Item 2 | AlphaNum | 0 | 0 | https://www.streetlights-solar.com/2018/07/19/cost-comparison-between-solar-vs-traditional-lights/ | https://www.thumbtack.com/p/fuse-box-installation-cost | https://www.ohmhomenow.com/electric-vehicles/ev-charging-station-cost/ | https://www.solarlightsmanufacturer.com/how-to-install-solar-street-light/ | 0 | 0 | 0 | 0 | https://reliabilityweb.com/articles/entry/wireless_sensors_work_provide_a_cost-effective_alternative_to_traditio | https://reliabilityweb.com/articles/entry/wireless_sensors_work_provide_a_cost-effective_alternative_to_traditio | https://reliabilityweb.com/articles/entry/wireless_sensors_work_provide_a_cost-effective_alternative_to_traditio | 0 | https://blog.capterra.com/how-much-does-network-monitoring-software-cost/ | https://sensorcloud.com/pricing | 0 | 0 | 0
79 | 2. Implementation | 2.7 Source 3 | Item 2 | AlphaNum | 0 | 0 | 0 | 0 | 0 | 0 | 0 | 0 | 0 | 0 | http://advantech-bb.com/sensor-networking-cost-model/ | http://advantech-bb.com/sensor-networking-cost-model/ | http://advantech-bb.com/sensor-networking-cost-model/ | 0 | 0 | https://www.paessler.com/prtg/pricing | 0 | 0 | 0
80 | 2. Implementation | 2.8 Source 1 - Short | Item 2 | AlphaNum | 0 | 0 | https://blog.lightinus.com/ | https://www.homeadvisor.com/ | https://www.homeadvisor.com/ | https://www.energysage.com/ | 0 | 0 | 0 | 0 | Internal research | Internal research | Internal research | 0 | https://www.researchgate.net/ | https://www.itscosts.its.dot.gov/ | 0 | 0 | 0
81 | 2. Implementation | 2.9 Source 2 - Short | Item 2 | AlphaNum | 0 | 0 | https://www.streetlights-solar.com/ | https://www.thumbtack.com/ | https://www.ohmhomenow.com/ | https://www.solarlightsmanufacturer.com/ | 0 | 0 | 0 | 0 | https://reliabilityweb.com/ | https://reliabilityweb.com/ | https://reliabilityweb.com/ | 0 | https://blog.capterra.com/ | https://sensorcloud.com/ | 0 | 0 | 0
82 | 2. Implementation | 2.91 Source 3 - Short | Item 2 | AlphaNum | 0 | 0 | 0 | 0 | 0 | 0 | 0 | 0 | 0 | 0 | http://advantech-bb.com/ | http://advantech-bb.com/ | http://advantech-bb.com/ | 0 | 0 | https://www.paessler.com/ | 0 | 0 | 0
83 | 2. Implementation | 2.1 Name | Item 3 | AlphaNum | 0 | 0 | 0 | Gateway implementation | 0 | 0 | 0 | 0 | 0 | 0 | 0 | 0 | 0 | 0 | 0 | Installation of the local parking guidance system | 0 | 0 | 0
84 | 2. Implementation | 2.2 Unit | Item 3 | AlphaNum | 0 | 0 | 0 | Per gateway | 0 | 0 | 0 | 0 | 0 | 0 | 0 | 0 | 0 | 0 | 0 | Per guidance system | 0 | 0 | 0
85 | 2. Implementation | 2.3 Ratio # Units / Measure | Item 3 | Num # | 0 | 0 | 0 | 0.001 | 0 | 0 | 0 | 0 | 0 | 0 | 0 | 0 | 0 | 0 | 0 | 0.1 | 0 | 0 | 0
86 | 2. Implementation | 2.2 Implementation cost per Unit - Min | Item 3 | £ | 0 | 0 | 0 | 7100 | 0 | 0 | 0 | 0 | 0 | 0 | 0 | 0 | 0 | 0 | 0 | 64 | 0 | 0 | 0
87 | 2. Implementation | 2.3 Implementation cost per Unit - Max | Item 3 | £ | 0 | 0 | 0 | 22000 | 0 | 0 | 0 | 0 | 0 | 0 | 0 | 0 | 0 | 0 | 0 | 385 | 0 | 0 | 0
88 | 2. Implementation | 2.5 Source 1 | Item 3 | AlphaNum | 0 | 0 | 0 | http://democracy.cityoflondon.gov.uk/documents/s63133/Street%20Lighting%20Review%20G3-4%20Report%20-%20Final.pdf | 0 | 0 | 0 | 0 | 0 | 0 | 0 | 0 | 0 | 0 | 0 | Internal research | 0 | 0 | 0
89 | 2. Implementation | 2.6 Source 2 | Item 3 | AlphaNum | 0 | 0 | 0 | http://rondstech.com/product/street-light-control-systems-with-smart-gateway/ | 0 | 0 | 0 | 0 | 0 | 0 | 0 | 0 | 0 | 0 | 0 | https://www.itscosts.its.dot.gov/ITS/benecost.nsf/ID/F1112FA098133F3C85256DB100458923?OpenDocument&Query=CApp | 0 | 0 | 0
90 | 2. Implementation | 2.7 Source 3 | Item 3 | AlphaNum | 0 | 0 | 0 | Internal research | 0 | 0 | 0 | 0 | 0 | 0 | 0 | 0 | 0 | 0 | 0 | 0 | 0 | 0 | 0
91 | 2. Implementation | 2.8 Source 1 - Short | Item 3 | AlphaNum | 0 | 0 | 0 | http://democracy.cityoflondon.gov.uk/ | 0 | 0 | 0 | 0 | 0 | 0 | 0 | 0 | 0 | 0 | 0 | Internal research | 0 | 0 | 0
92 | 2. Implementation | 2.9 Source 2 - Short | Item 3 | AlphaNum | 0 | 0 | 0 | http://rondstech.com/ | 0 | 0 | 0 | 0 | 0 | 0 | 0 | 0 | 0 | 0 | 0 | https://www.itscosts.its.dot.gov/ | 0 | 0 | 0
93 | 2. Implementation | 2.91 Source 3 - Short | Item 3 | AlphaNum | 0 | 0 | 0 | Internal research | 0 | 0 | 0 | 0 | 0 | 0 | 0 | 0 | 0 | 0 | 0 | 0 | 0 | 0 | 0
94 | 2. Implementation | 2.1 Name | Item 4 | AlphaNum | 0 | 0 | 0 | 0 | 0 | 0 | 0 | 0 | 0 | 0 | 0 | 0 | 0 | 0 | 0 | 0 | 0 | 0 | 0
95 | 2. Implementation | 2.2 Unit | Item 4 | AlphaNum | 0 | 0 | 0 | 0 | 0 | 0 | 0 | 0 | 0 | 0 | 0 | 0 | 0 | 0 | 0 | 0 | 0 | 0 | 0
96 | 2. Implementation | 2.3 Ratio # Units / Measure | Item 4 | Num # | 0 | 0 | 0 | 0 | 0 | 0 | 0 | 0 | 0 | 0 | 0 | 0 | 0 | 0 | 0 | 0 | 0 | 0 | 0
97 | 2. Implementation | 2.2 Implementation cost per Unit - Min | Item 4 | £ | 0 | 0 | 0 | 0 | 0 | 0 | 0 | 0 | 0 | 0 | 0 | 0 | 0 | 0 | 0 | 0 | 0 | 0 | 0
98 | 2. Implementation | 2.3 Implementation cost per Unit - Max | Item 4 | £ | 0 | 0 | 0 | 0 | 0 | 0 | 0 | 0 | 0 | 0 | 0 | 0 | 0 | 0 | 0 | 0 | 0 | 0 | 0
99 | 2. Implementation | 2.5 Source 1 | Item 4 | AlphaNum | 0 | 0 | 0 | 0 | 0 | 0 | 0 | 0 | 0 | 0 | 0 | 0 | 0 | 0 | 0 | 0 | 0 | 0 | 0
100 | 2. Implementation | 2.6 Source 2 | Item 4 | AlphaNum | 0 | 0 | 0 | 0 | 0 | 0 | 0 | 0 | 0 | 0 | 0 | 0 | 0 | 0 | 0 | 0 | 0 | 0 | 0
101 | 2. Implementation | 2.7 Source 3 | Item 4 | AlphaNum | 0 | 0 | 0 | 0 | 0 | 0 | 0 | 0 | 0 | 0 | 0 | 0 | 0 | 0 | 0 | 0 | 0 | 0 | 0
102 | 2. Implementation | 2.8 Source 1 - Short | Item 4 | AlphaNum | 0 | 0 | 0 | 0 | 0 | 0 | 0 | 0 | 0 | 0 | 0 | 0 | 0 | 0 | 0 | 0 | 0 | 0 | 0
103 | 2. Implementation | 2.9 Source 2 - Short | Item 4 | AlphaNum | 0 | 0 | 0 | 0 | 0 | 0 | 0 | 0 | 0 | 0 | 0 | 0 | 0 | 0 | 0 | 0 | 0 | 0 | 0
104 | 2. Implementation | 2.91 Source 3 - Short | Item 4 | AlphaNum | 0 | 0 | 0 | 0 | 0 | 0 | 0 | 0 | 0 | 0 | 0 | 0 | 0 | 0 | 0 | 0 | 0 | 0 | 0
105 | 2. Implementation | 2.1 Name | Item 5 | AlphaNum | 0 | 0 | 0 | 0 | 0 | 0 | 0 | 0 | 0 | 0 | 0 | 0 | 0 | 0 | 0 | 0 | 0 | 0 | 0
106 | 2. Implementation | 2.2 Unit | Item 5 | AlphaNum | 0 | 0 | 0 | 0 | 0 | 0 | 0 | 0 | 0 | 0 | 0 | 0 | 0 | 0 | 0 | 0 | 0 | 0 | 0
107 | 2. Implementation | 2.3 Ratio # Units / Measure | Item 5 | Num # | 0 | 0 | 0 | 0 | 0 | 0 | 0 | 0 | 0 | 0 | 0 | 0 | 0 | 0 | 0 | 0 | 0 | 0 | 0
108 | 2. Implementation | 2.2 Implementation cost per Unit - Min | Item 5 | £ | 0 | 0 | 0 | 0 | 0 | 0 | 0 | 0 | 0 | 0 | 0 | 0 | 0 | 0 | 0 | 0 | 0 | 0 | 0
109 | 2. Implementation | 2.3 Implementation cost per Unit - Max | Item 5 | £ | 0 | 0 | 0 | 0 | 0 | 0 | 0 | 0 | 0 | 0 | 0 | 0 | 0 | 0 | 0 | 0 | 0 | 0 | 0
110 | 2. Implementation | 2.5 Source 1 | Item 5 | AlphaNum | 0 | 0 | 0 | 0 | 0 | 0 | 0 | 0 | 0 | 0 | 0 | 0 | 0 | 0 | 0 | 0 | 0 | 0 | 0
111 | 2. Implementation | 2.6 Source 2 | Item 5 | AlphaNum | 0 | 0 | 0 | 0 | 0 | 0 | 0 | 0 | 0 | 0 | 0 | 0 | 0 | 0 | 0 | 0 | 0 | 0 | 0
112 | 2. Implementation | 2.7 Source 3 | Item 5 | AlphaNum | 0 | 0 | 0 | 0 | 0 | 0 | 0 | 0 | 0 | 0 | 0 | 0 | 0 | 0 | 0 | 0 | 0 | 0 | 0
113 | 2. Implementation | 2.8 Source 1 - Short | Item 5 | AlphaNum | 0 | 0 | 0 | 0 | 0 | 0 | 0 | 0 | 0 | 0 | 0 | 0 | 0 | 0 | 0 | 0 | 0 | 0 | 0
114 | 2. Implementation | 2.9 Source 2 - Short | Item 5 | AlphaNum | 0 | 0 | 0 | 0 | 0 | 0 | 0 | 0 | 0 | 0 | 0 | 0 | 0 | 0 | 0 | 0 | 0 | 0 | 0
115 | 2. Implementation | 2.91 Source 3 - Short | Item 5 | AlphaNum | 0 | 0 | 0 | 0 | 0 | 0 | 0 | 0 | 0 | 0 | 0 | 0 | 0 | 0 | 0 | 0 | 0 | 0 | 0
116 | 3. Opex | 3.1 Name | Item 1 | AlphaNum | Maintenance of the pole | Maintenance of smart lamppost | Maintenance of LED Bulb and electric system | Maintenance of the control boxes | Maintenance of the EV charging point | Maintenance of the PV panel | Maintenance of the battery &remote control | Maintenance of the CCTV monitor | Maintenance of the PTT device | Maintenance of the public speakers | Maintenance of the Air Quality Sensor | Maintenance of the noise sensor | Maintenance of the water level sensor | Maintenance of the banner | Maintenance of the sensor | Maintenance of the sensor | Maintenance of the sensor | Maintenance of the Antenna | Maintenance of the Antenna
117 | 3. Opex | 3.2 Unit | Item 1 | AlphaNum | Per Pole | Per smart Lampost | Per LED light | Per sensor | Per charging point | Per PV panel | Per battery | Per CCTV | Per PTT device | Per public speakers | Per sensor | Per sensor | Per sensor | Per banner | Per traffic sensor | Per sensor | Per Wifi sensor | Per Antennas | Per 5G antenna
118 | 3. Opex | 3.3 Ratio # Units / Measure | Item 1 | Num # | 1 | 1 | 1 | 1 | 0.01 | 0.1 | 0.1 | 0.05 | 0.05 | 0.05 | 0.1 | 0.1 | 0.05 | 0.05 | 0.2 | 0.1 | 0.05 | 0.1 | 0.02
119 | 3. Opex | 3.4 Monthly Cost / Unit - Min | Item 1 | £ | 5 | 7.5 | 3 | 6 | 7 | 9 | 6 | 2 | 4 | 1 | 3 | 3 | 3 | 5 | 90 | 5 | 4 | 5 | 5
120 | 3. Opex | 3.5 Monthly Cost / Unit - Max | Item 1 | £ | 15 | 22.5 | 4 | 12 | 20 | 11 | 11 | 5 | 25 | 3 | 4 | 4 | 4 | 8 | 290 | 8 | 5 | 10 | 10
121 | 3. Opex | 3.6 Source 1 | Item 1 | AlphaNum | https://www.streetlights-solar.com/2018/07/19/cost-comparison-between-solar-vs-traditional-lights/ | Internal research | http://www.nyc.gov/html/dot/html/infrastructure/streetlights.shtml | Internal research | https://www.ohmhomenow.com/electric-vehicles/ev-charging-station-cost/ | https://info.lightinus.com/solar-street-lights#solar_street_light_applications | Internal research | Internal research | Internal research | Internal research | Internal research | Internal research | Internal research | Internal research | https://www.quora.com/What-are-typical-maintenance-fees-as-a-percentage-of-up-front-license-costs-for-enterprise-software | Internal research | Internal research | Internal research | Internal research
122 | 3. Opex | 3.7 Source 2 | Item 1 | AlphaNum | Internal research | 0 | http://mallatite.co.uk/street-lighting/retrofit-led-street-lamps/ | https://www.homeadvisor.com/cost/electrical/upgrade-an-electrical-panel/ | https://www.reminetwork.com/articles/the-benefits-of-ev-charging-stations/ | https://www.streetlights-solar.com/2018/07/19/cost-comparison-between-solar-vs-traditional-lights/ | 0 | 0 | 0 | 0 | 0 | 0 | 0 | 0 | https://galorath.com | https://www.nwave.io/smart-parking-sensor/ | 0 | 0 | 0
123 | 3. Opex | 3.8 Source 3 | Item 1 | AlphaNum | 0 | 0 | 0 | https://www.thumbtack.com/p/fuse-box-installation-cost | http://tompkinscountyny.gov/files2/itctc/projects/EV/Tompkins%20EVSE%20Installation%20Analysis%20FINAL.pdf | 0 | 0 | 0 | 0 | 0 | 0 | 0 | 0 | 0 | http://www.itsinternational.com/sections/cost-benefit-analysis/features/wavetronix-radar-based-traffic-sensor-cuts-costs/ | https://www.researchgate.net/publication/280213474_How_Much_Can_a_Smart_Parking_System_Save_You | 0 | 0 | 0
124 | 3. Opex | 3.9 Source 1 - Short | Item 1 | AlphaNum | https://www.streetlights-solar.com | Internal research | http://www.nyc.gov/ | Internal research | https://www.ohmhomenow.com/ | https://info.lightinus.com/ | Internal research | Internal research | Internal research | Internal research | Internal research | Internal research | Internal research | Internal research | https://www.quora.com/ | Internal research | Internal research | Internal research | Internal research
125 | 3. Opex | 3.91 Source 2 - Short | Item 1 | AlphaNum | Internal research | 0 | http://mallatite.co.uk/ | https://www.homeadvisor.com/ | https://www.reminetwork.com/ | https://www.streetlights-solar.com/ | 0 | 0 | 0 | 0 | 0 | 0 | 0 | 0 | https://galorath.com | https://www.nwave.io/ | 0 | 0 | 0
126 | 3. Opex | 3.92 Source 3 - Short | Item 1 | AlphaNum | 0 | 0 | 0 | https://www.thumbtack.com/ | http://tompkinscountyny.gov/ | 0 | 0 | 0 | 0 | 0 | 0 | 0 | 0 | 0 | http://www.itsinternational.com/ | https://www.researchgate.net/ | 0 | 0 | 0
127 | 3. Opex | 3.1 Name | Item 2 | AlphaNum | 0 | 0 | Maintenance of the Electrical systems | Software maintenance | Data and transactions run costs | Maintenance of the battery & remote control | 0 | Maintenance of the CCTV camera | 0 | 0 | Maintenance of the software | Maintenance of the software | Maintenance of the software | 0 | Maintenance of the software | Maintenance of the Data collector | 0 | 0 | 0
128 | 3. Opex | 3.2 Unit | Item 2 | AlphaNum | 0 | 0 | Per cabling system | Per software | Per charging point | Per battery | 0 | Per CCTV camera | 0 | 0 | Per software | Per software | Per Software | 0 | Per software | Per gateway | 0 | 0 | 0
129 | 3. Opex | 3.3 Ratio # Units / Measure | Item 2 | Num # | 0 | 0 | 1 | NA | 0.01 | 0.1 | 0 | 0.05 | 0 | 0 | NA | NA | NA | 0 | 0.2 | 0.1 | 0 | 0 | 0
130 | 3. Opex | 3.4 Monthly Cost / Unit - Min | Item 2 | £ | 0 | 0 | 3 | 312 | 20 | 4 | 0 | 6 | 0 | 0 | 14 | 14 | 14 | 0 | 8 | 7 | 0 | 0 | 0
131 | 3. Opex | 3.5 Monthly Cost / Unit - Max | Item 2 | £ | 0 | 0 | 7 | 1062 | 25 | 8 | 0 | 19 | 0 | 0 | 64 | 64 | 64 | 0 | 24 | 11 | 0 | 0 | 0
132 | 3. Opex | 3.6 Source 1 | Item 2 | AlphaNum | 0 | 0 | Internal research | Internal research | https://www.preciseparklink.com/news/top-10-benefits-of-installing-ev-chargers-in-ontario | Internal research | 0 | https://www.thumbtack.com/p/security-camera-installation-cost | 0 | 0 | Internal research | Internal research | Internal research | 0 | https://blog.capterra.com/how-much-does-network-monitoring-software-cost/ | Internal research | 0 | 0 | 0
133 | 3. Opex | 3.7 Source 2 | Item 2 | AlphaNum | 0 | 0 | https://blog.lightinus.com/comparing-traditional-street-lights-and-solar-energy-lights | 0 | http://tompkinscountyny.gov/files2/itctc/projects/EV/Tompkins%20EVSE%20Installation%20Analysis%20FINAL.pdf | 0 | 0 | Internal research | 0 | 0 | http://advantech-bb.com/sensor-networking-cost-model/ | http://advantech-bb.com/sensor-networking-cost-model/ | http://advantech-bb.com/sensor-networking-cost-model/ | 0 | Internal research | https://sensorcloud.com/pricing | 0 | 0 | 0
134 | 3. Opex | 3.8 Source 3 | Item 2 | AlphaNum | 0 | 0 | https://www.streetlights-solar.com/2018/07/19/cost-comparison-between-solar-vs-traditional-lights/ | 0 | 0 | 0 | 0 | 0 | 0 | 0 | 0 | 0 | 0 | 0 | 0 | 0 | 0 | 0 | 0
135 | 3. Opex | 3.9 Source 1 - Short | Item 2 | AlphaNum | 0 | 0 | Internal research | Internal research | https://www.preciseparklink.com/ | Internal research | 0 | https://www.thumbtack.com/ | 0 | 0 | Internal research | Internal research | Internal research | 0 | https://blog.capterra.com/ | Internal research | 0 | 0 | 0
136 | 3. Opex | 3.91 Source 2 - Short | Item 2 | AlphaNum | 0 | 0 | https://blog.lightinus.com/ | 0 | http://tompkinscountyny.gov/ | 0 | 0 | Internal research | 0 | 0 | http://advantech-bb.com/ | http://advantech-bb.com/ | http://advantech-bb.com/ | 0 | Internal research | https://sensorcloud.com/ | 0 | 0 | 0
137 | 3. Opex | 3.92 Source 3 - Short | Item 2 | AlphaNum | 0 | 0 | https://www.streetlights-solar.com/ | 0 | 0 | 0 | 0 | 0 | 0 | 0 | 0 | 0 | 0 | 0 | 0 | 0 | 0 | 0 | 0
138 | 3. Opex | 3.1 Name | Item 3 | AlphaNum | 0 | 0 | 0 | Maintenance of the box gateway | Electricity cost | 0 | 0 | Maintenance of the DVR (Digital Video Recorder) and monitor | 0 | 0 | 0 | 0 | 0 | 0 | 0 | Maintenance of local parking guidance system | 0 | 0 | 0
139 | 3. Opex | 3.2 Unit | Item 3 | AlphaNum | 0 | 0 | 0 | Per gateway | Per EV charging point | 0 | 0 | Per DVR/NVR | 0 | 0 | 0 | 0 | 0 | 0 | 0 | Per guidance system | 0 | 0 | 0
140 | 3. Opex | 3.3 Ratio # Units / Measure | Item 3 | Num # | 0 | 0 | 0 | 0.001 | 0.01 | 0 | 0 | 0.05 | 0 | 0 | 0 | 0 | 0 | 0 | 0 | 0.1 | 0 | 0 | 0
141 | 3. Opex | 3.4 Monthly Cost / Unit - Min | Item 3 | £ | 0 | 0 | 0 | 90 | 270 | 0 | 0 | 30 | 0 | 0 | 0 | 0 | 0 | 0 | 0 | 2 | 0 | 0 | 0
142 | 3. Opex | 3.5 Monthly Cost / Unit - Max | Item 3 | £ | 0 | 0 | 0 | 275 | 300 | 0 | 0 | 55 | 0 | 0 | 0 | 0 | 0 | 0 | 0 | 5 | 0 | 0 | 0
143 | 3. Opex | 3.6 Source 1 | Item 3 | AlphaNum | 0 | 0 | 0 | http://democracy.cityoflondon.gov.uk/documents/s63133/Street%20Lighting%20Review%20G3-4%20Report%20-%20Final.pdf | https://www.reminetwork.com/articles/the-benefits-of-ev-charging-stations/ | 0 | 0 | https://householdquotes.co.uk/cctv-installation/ | 0 | 0 | 0 | 0 | 0 | 0 | 0 | Internal research | 0 | 0 | 0
144 | 3. Opex | 3.7 Source 2 | Item 3 | AlphaNum | 0 | 0 | 0 | Internal research | https://www.ukpower.co.uk/home_energy/tariffs-per-unit-kwh | 0 | 0 | https://www.fixr.com/costs/install-video-surveillance-cameras | 0 | 0 | 0 | 0 | 0 | 0 | 0 | https://www.itscosts.its.dot.gov/ITS/benecost.nsf/ID/F1112FA098133F3C85256DB100458923?OpenDocument&Query=CApp | 0 | 0 | 0
145 | 3. Opex | 3.8 Source 3 | Item 3 | AlphaNum | 0 | 0 | 0 | 0 | 0 | 0 | 0 | https://www.safehome.org/security-systems/adt/ | 0 | 0 | 0 | 0 | 0 | 0 | 0 | 0 | 0 | 0 | 0
146 | 3. Opex | 3.9 Source 1 - Short | Item 3 | AlphaNum | 0 | 0 | 0 | http://democracy.cityoflondon.gov.uk/ | https://www.reminetwork.com/ | 0 | 0 | https://householdquotes.co.uk/ | 0 | 0 | 0 | 0 | 0 | 0 | 0 | Internal research | 0 | 0 | 0
147 | 3. Opex | 3.91 Source 2 - Short | Item 3 | AlphaNum | 0 | 0 | 0 | Internal research | https://www.ukpower.co.uk/ | 0 | 0 | https://www.fixr.com/ | 0 | 0 | 0 | 0 | 0 | 0 | 0 | https://www.itscosts.its.dot.gov/ | 0 | 0 | 0
148 | 3. Opex | 3.92 Source 3 - Short | Item 3 | AlphaNum | 0 | 0 | 0 | 0 | 0 | 0 | 0 | https://www.safehome.org/ | 0 | 0 | 0 | 0 | 0 | 0 | 0 | 0 | 0 | 0 | 0
149 | 3. Opex | 3.1 Name | Item 4 | AlphaNum | 0 | 0 | 0 | 0 | 0 | 0 | 0 | 0 | 0 | 0 | 0 | 0 | 0 | 0 | 0 | 0 | 0 | 0 | 0
150 | 3. Opex | 3.2 Unit | Item 4 | AlphaNum | 0 | 0 | 0 | 0 | 0 | 0 | 0 | 0 | 0 | 0 | 0 | 0 | 0 | 0 | 0 | 0 | 0 | 0 | 0
151 | 3. Opex | 3.3 Ratio # Units / Measure | Item 4 | Num # | 0 | 0 | 0 | 0 | 0 | 0 | 0 | 0 | 0 | 0 | 0 | 0 | 0 | 0 | 0 | 0 | 0 | 0 | 0
152 | 3. Opex | 3.4 Monthly Cost / Unit - Min | Item 4 | £ | 0 | 0 | 0 | 0 | 0 | 0 | 0 | 0 | 0 | 0 | 0 | 0 | 0 | 0 | 0 | 0 | 0 | 0 | 0
153 | 3. Opex | 3.5 Monthly Cost / Unit - Max | Item 4 | £ | 0 | 0 | 0 | 0 | 0 | 0 | 0 | 0 | 0 | 0 | 0 | 0 | 0 | 0 | 0 | 0 | 0 | 0 | 0
154 | 3. Opex | 3.6 Source 1 | Item 4 | AlphaNum | 0 | 0 | 0 | 0 | 0 | 0 | 0 | 0 | 0 | 0 | 0 | 0 | 0 | 0 | 0 | 0 | 0 | 0 | 0
155 | 3. Opex | 3.7 Source 2 | Item 4 | AlphaNum | 0 | 0 | 0 | 0 | 0 | 0 | 0 | 0 | 0 | 0 | 0 | 0 | 0 | 0 | 0 | 0 | 0 | 0 | 0
156 | 3. Opex | 3.8 Source 3 | Item 4 | AlphaNum | 0 | 0 | 0 | 0 | 0 | 0 | 0 | 0 | 0 | 0 | 0 | 0 | 0 | 0 | 0 | 0 | 0 | 0 | 0
157 | 3. Opex | 3.9 Source 1 - Short | Item 4 | AlphaNum | 0 | 0 | 0 | 0 | 0 | 0 | 0 | 0 | 0 | 0 | 0 | 0 | 0 | 0 | 0 | 0 | 0 | 0 | 0
158 | 3. Opex | 3.91 Source 2 - Short | Item 4 | AlphaNum | 0 | 0 | 0 | 0 | 0 | 0 | 0 | 0 | 0 | 0 | 0 | 0 | 0 | 0 | 0 | 0 | 0 | 0 | 0
159 | 3. Opex | 3.92 Source 3 - Short | Item 4 | AlphaNum | 0 | 0 | 0 | 0 | 0 | 0 | 0 | 0 | 0 | 0 | 0 | 0 | 0 | 0 | 0 | 0 | 0 | 0 | 0
160 | 3. Opex | 3.1 Name | Item 5 | AlphaNum | 0 | 0 | 0 | 0 | 0 | 0 | 0 | 0 | 0 | 0 | 0 | 0 | 0 | 0 | 0 | 0 | 0 | 0 | 0
161 | 3. Opex | 3.2 Unit | Item 5 | AlphaNum | 0 | 0 | 0 | 0 | 0 | 0 | 0 | 0 | 0 | 0 | 0 | 0 | 0 | 0 | 0 | 0 | 0 | 0 | 0
162 | 3. Opex | 3.3 Ratio # Units / Measure | Item 5 | Num # | 0 | 0 | 0 | 0 | 0 | 0 | 0 | 0 | 0 | 0 | 0 | 0 | 0 | 0 | 0 | 0 | 0 | 0 | 0
163 | 3. Opex | 3.4 Monthly Cost / Unit - Min | Item 5 | £ | 0 | 0 | 0 | 0 | 0 | 0 | 0 | 0 | 0 | 0 | 0 | 0 | 0 | 0 | 0 | 0 | 0 | 0 | 0
164 | 3. Opex | 3.5 Monthly Cost / Unit - Max | Item 5 | £ | 0 | 0 | 0 | 0 | 0 | 0 | 0 | 0 | 0 | 0 | 0 | 0 | 0 | 0 | 0 | 0 | 0 | 0 | 0
165 | 3. Opex | 3.6 Source 1 | Item 5 | AlphaNum | 0 | 0 | 0 | 0 | 0 | 0 | 0 | 0 | 0 | 0 | 0 | 0 | 0 | 0 | 0 | 0 | 0 | 0 | 0
166 | 3. Opex | 3.7 Source 2 | Item 5 | AlphaNum | 0 | 0 | 0 | 0 | 0 | 0 | 0 | 0 | 0 | 0 | 0 | 0 | 0 | 0 | 0 | 0 | 0 | 0 | 0
167 | 3. Opex | 3.8 Source 3 | Item 5 | AlphaNum | 0 | 0 | 0 | 0 | 0 | 0 | 0 | 0 | 0 | 0 | 0 | 0 | 0 | 0 | 0 | 0 | 0 | 0 | 0
168 | 3. Opex | 3.9 Source 1 - Short | Item 5 | AlphaNum | 0 | 0 | 0 | 0 | 0 | 0 | 0 | 0 | 0 | 0 | 0 | 0 | 0 | 0 | 0 | 0 | 0 | 0 | 0
169 | 3. Opex | 3.91 Source 2 - Short | Item 5 | AlphaNum | 0 | 0 | 0 | 0 | 0 | 0 | 0 | 0 | 0 | 0 | 0 | 0 | 0 | 0 | 0 | 0 | 0 | 0 | 0
170 | 3. Opex | 3.92 Source 3 - Short | Item 5 | AlphaNum | 0 | 0 | 0 | 0 | 0 | 0 | 0 | 0 | 0 | 0 | 0 | 0 | 0 | 0 | 0 | 0 | 0 | 0 | 0
171 | 4. Revenues | 4.1 Name | Item 1 | AlphaNum | 0 | 0 | 0 | 0 | User fee - Membership card | 0 | 0 | 0 | 0 | 0 | 0 | 0 | 0 | Advertisement | 0 | 0 | Access to Wifi point | 0 | 0
172 | 4. Revenues | 4.2 Unit | Item 1 | AlphaNum | 0 | 0 | 0 | 0 | Per user | 0 | 0 | 0 | 0 | 0 | 0 | 0 | 0 | Per Banner | 0 | 0 | Per wifi access point | 0 | 0
173 | 4. Revenues | 4.3 Ratio # Units / Measure per month | Item 1 | Num # | 0 | 0 | 0 | 0 | 0.01 | 0 | 0 | 0 | 0 | 0 | 0 | 0 | 0 | 0.05 | 0 | 0 | 0.05 | 0 | 0
174 | 4. Revenues | 4.4 Price per Unit - Min | Item 1 | £ | 0 | 0 | 0 | 0 | 8 | 0 | 0 | 0 | 0 | 0 | 0 | 0 | 0 | 130 | 0 | 0 | 5.38 | 0 | 0
175 | 4. Revenues | 4.5 Price per Unit - Max | Item 1 | £ | 0 | 0 | 0 | 0 | 10 | 0 | 0 | 0 | 0 | 0 | 0 | 0 | 0 | 300 | 0 | 0 | 5.49 | 0 | 0
176 | 4. Revenues | 4.6 Source 1 | Item 1 | AlphaNum | 0 | 0 | 0 | 0 | https://www.preciseparklink.com/news/top-10-benefits-of-installing-ev-chargers-in-ontario | 0 | 0 | 0 | 0 | 0 | 0 | 0 | 0 | https://www.hastings.gov.uk/press_media/advertising/lamppostbanners/ | 0 | 0 | https://nypost.com/2018/05/01/nycs-free-public-wi-fi-kiosks-arent-making-enough-money/ | 0 | 0
177 | 4. Revenues | 4.7 Source 2 | Item 1 | AlphaNum | 0 | 0 | 0 | 0 | https://www.evgo.com/charging-plans/ | 0 | 0 | 0 | 0 | 0 | 0 | 0 | 0 | https://www.peterborough.gov.uk/business/commercial-information/advertising/ | 0 | 0 | https://apolitical.co/solution_article/new-york-city-profit-500m-providing-free-public-wi-fi/ | 0 | 0
178 | 4. Revenues | 4.8 Source 3 | Item 1 | AlphaNum | 0 | 0 | 0 | 0 | https://polar-network.com | 0 | 0 | 0 | 0 | 0 | 0 | 0 | 0 | https://www.luton.gov.uk/council_government_and_democracy/councils/communications/sponsorship%20and%20advertising/pages/lamppost%20advertising%20(managed%20by%20bay%20media).aspx | 0 | 0 | Internal research | 0 | 0
179 | 4. Revenues | 4.9 Source 1 - Short | Item 1 | AlphaNum | 0 | 0 | 0 | 0 | https://www.preciseparklink.com/ | 0 | 0 | 0 | 0 | 0 | 0 | 0 | 0 | https://www.hastings.gov.uk/ | 0 | 0 | https://nypost.com | 0 | 0
180 | 4. Revenues | 4.91 Source 2 - Short | Item 1 | AlphaNum | 0 | 0 | 0 | 0 | https://www.evgo.com/ | 0 | 0 | 0 | 0 | 0 | 0 | 0 | 0 | https://www.peterborough.gov.uk/ | 0 | 0 | https://apolitical.co/ | 0 | 0
181 | 4. Revenues | 4.92 Source 3 - Short | Item 1 | AlphaNum | 0 | 0 | 0 | 0 | https://polar-network.com | 0 | 0 | 0 | 0 | 0 | 0 | 0 | 0 | https://www.luton.gov.uk/ | 0 | 0 | Internal research | 0 | 0
182 | 4. Revenues | 4.1 Name | Item 2 | AlphaNum | 0 | 0 | 0 | 0 | Electricity charging fees | 0 | 0 | 0 | 0 | 0 | 0 | 0 | 0 | 0 | 0 | 0 | 0 | 0 | 0
183 | 4. Revenues | 4.2 Unit | Item 2 | AlphaNum | 0 | 0 | 0 | 0 | Per charging point | 0 | 0 | 0 | 0 | 0 | 0 | 0 | 0 | 0 | 0 | 0 | 0 | 0 | 0
184 | 4. Revenues | 4.3 Ratio # Units / Measure per month | Item 2 | Num # | 0 | 0 | 0 | 0 | 0.01 | 0 | 0 | 0 | 0 | 0 | 0 | 0 | 0 | 0 | 0 | 0 | 0 | 0 | 0
185 | 4. Revenues | 4.4 Price per Unit - Min | Item 2 | £ | 0 | 0 | 0 | 0 | 525 | 0 | 0 | 0 | 0 | 0 | 0 | 0 | 0 | 0 | 0 | 0 | 0 | 0 | 0
186 | 4. Revenues | 4.5 Price per Unit - Max | Item 2 | £ | 0 | 0 | 0 | 0 | 875 | 0 | 0 | 0 | 0 | 0 | 0 | 0 | 0 | 0 | 0 | 0 | 0 | 0 | 0
187 | 4. Revenues | 4.6 Source 1 | Item 2 | AlphaNum | 0 | 0 | 0 | 0 | https://www.justpark.com/uk/parking/london/ | 0 | 0 | 0 | 0 | 0 | 0 | 0 | 0 | 0 | 0 | 0 | 0 | 0 | 0
188 | 4. Revenues | 4.7 Source 2 | Item 2 | AlphaNum | 0 | 0 | 0 | 0 | https://www.reminetwork.com/articles/the-benefits-of-ev-charging-stations/ | 0 | 0 | 0 | 0 | 0 | 0 | 0 | 0 | 0 | 0 | 0 | 0 | 0 | 0
189 | 4. Revenues | 4.8 Source 3 | Item 2 | AlphaNum | 0 | 0 | 0 | 0 | https://char.gy | 0 | 0 | 0 | 0 | 0 | 0 | 0 | 0 | 0 | 0 | 0 | 0 | 0 | 0
190 | 4. Revenues | 4.9 Source 1 - Short | Item 2 | AlphaNum | 0 | 0 | 0 | 0 | https://www.justpark.com/ | 0 | 0 | 0 | 0 | 0 | 0 | 0 | 0 | 0 | 0 | 0 | 0 | 0 | 0
191 | 4. Revenues | 4.91 Source 2 - Short | Item 2 | AlphaNum | 0 | 0 | 0 | 0 | https://www.reminetwork.com/ | 0 | 0 | 0 | 0 | 0 | 0 | 0 | 0 | 0 | 0 | 0 | 0 | 0 | 0
192 | 4. Revenues | 4.92 Source 3 - Short | Item 2 | AlphaNum | 0 | 0 | 0 | 0 | https://char.gy | 0 | 0 | 0 | 0 | 0 | 0 | 0 | 0 | 0 | 0 | 0 | 0 | 0 | 0
193 | 4. Revenues | 4.1 Name | Item 3 | AlphaNum | 0 | 0 | 0 | 0 | Fees for parking-services | 0 | 0 | 0 | 0 | 0 | 0 | 0 | 0 | 0 | 0 | 0 | 0 | 0 | 0
194 | 4. Revenues | 4.2 Unit | Item 3 | AlphaNum | 0 | 0 | 0 | 0 | Per charging point | 0 | 0 | 0 | 0 | 0 | 0 | 0 | 0 | 0 | 0 | 0 | 0 | 0 | 0
195 | 4. Revenues | 4.3 Ratio # Units / Measure per month | Item 3 | Num # | 0 | 0 | 0 | 0 | 0.01 | 0 | 0 | 0 | 0 | 0 | 0 | 0 | 0 | 0 | 0 | 0 | 0 | 0 | 0
196 | 4. Revenues | 4.4 Price per Unit - Min | Item 3 | £ | 0 | 0 | 0 | 0 | 455 | 0 | 0 | 0 | 0 | 0 | 0 | 0 | 0 | 0 | 0 | 0 | 0 | 0 | 0
197 | 4. Revenues | 4.5 Price per Unit - Max | Item 3 | £ | 0 | 0 | 0 | 0 | 470 | 0 | 0 | 0 | 0 | 0 | 0 | 0 | 0 | 0 | 0 | 0 | 0 | 0 | 0
198 | 4. Revenues | 4.6 Source 1 | Item 3 | AlphaNum | 0 | 0 | 0 | 0 | Internal research | 0 | 0 | 0 | 0 | 0 | 0 | 0 | 0 | 0 | 0 | 0 | 0 | 0 | 0
199 | 4. Revenues | 4.7 Source 2 | Item 3 | AlphaNum | 0 | 0 | 0 | 0 | https://www.yourparkingspace.co.uk/london-parking-spaces-and-garages-to-rent | 0 | 0 | 0 | 0 | 0 | 0 | 0 | 0 | 0 | 0 | 0 | 0 | 0 | 0
200 | 4. Revenues | 4.8 Source 3 | Item 3 | AlphaNum | 0 | 0 | 0 | 0 | https://greentransportation.info/ev-charging/range-confidence/chap4-charging/making-money.html | 0 | 0 | 0 | 0 | 0 | 0 | 0 | 0 | 0 | 0 | 0 | 0 | 0 | 0
201 | 4. Revenues | 4.9 Source 1 - Short | Item 3 | AlphaNum | 0 | 0 | 0 | 0 | Internal research | 0 | 0 | 0 | 0 | 0 | 0 | 0 | 0 | 0 | 0 | 0 | 0 | 0 | 0
202 | 4. Revenues | 4.91 Source 2 - Short | Item 3 | AlphaNum | 0 | 0 | 0 | 0 | https://www.yourparkingspace.co.uk/ | 0 | 0 | 0 | 0 | 0 | 0 | 0 | 0 | 0 | 0 | 0 | 0 | 0 | 0
203 | 4. Revenues | 4.92 Source 3 - Short | Item 3 | AlphaNum | 0 | 0 | 0 | 0 | https://greentransportation.info/ | 0 | 0 | 0 | 0 | 0 | 0 | 0 | 0 | 0 | 0 | 0 | 0 | 0 | 0
204 | 4. Revenues | 4.1 Name | Item 4 | AlphaNum | 0 | 0 | 0 | 0 | 0 | 0 | 0 | 0 | 0 | 0 | 0 | 0 | 0 | 0 | 0 | 0 | 0 | 0 | 0
205 | 4. Revenues | 4.2 Unit | Item 4 | AlphaNum | 0 | 0 | 0 | 0 | 0 | 0 | 0 | 0 | 0 | 0 | 0 | 0 | 0 | 0 | 0 | 0 | 0 | 0 | 0
206 | 4. Revenues | 4.3 Ratio # Units / Measure per month | Item 4 | Num # | 0 | 0 | 0 | 0 | 0 | 0 | 0 | 0 | 0 | 0 | 0 | 0 | 0 | 0 | 0 | 0 | 0 | 0 | 0
207 | 4. Revenues | 4.4 Price per Unit - Min | Item 4 | £ | 0 | 0 | 0 | 0 | 0 | 0 | 0 | 0 | 0 | 0 | 0 | 0 | 0 | 0 | 0 | 0 | 0 | 0 | 0
208 | 4. Revenues | 4.5 Price per Unit - Max | Item 4 | £ | 0 | 0 | 0 | 0 | 0 | 0 | 0 | 0 | 0 | 0 | 0 | 0 | 0 | 0 | 0 | 0 | 0 | 0 | 0
209 | 4. Revenues | 4.6 Source 1 | Item 4 | AlphaNum | 0 | 0 | 0 | 0 | 0 | 0 | 0 | 0 | 0 | 0 | 0 | 0 | 0 | 0 | 0 | 0 | 0 | 0 | 0
210 | 4. Revenues | 4.7 Source 2 | Item 4 | AlphaNum | 0 | 0 | 0 | 0 | 0 | 0 | 0 | 0 | 0 | 0 | 0 | 0 | 0 | 0 | 0 | 0 | 0 | 0 | 0
211 | 4. Revenues | 4.8 Source 3 | Item 4 | AlphaNum | 0 | 0 | 0 | 0 | 0 | 0 | 0 | 0 | 0 | 0 | 0 | 0 | 0 | 0 | 0 | 0 | 0 | 0 | 0
212 | 4. Revenues | 4.9 Source 1 - Short | Item 4 | AlphaNum | 0 | 0 | 0 | 0 | 0 | 0 | 0 | 0 | 0 | 0 | 0 | 0 | 0 | 0 | 0 | 0 | 0 | 0 | 0
213 | 4. Revenues | 4.91 Source 2 - Short | Item 4 | AlphaNum | 0 | 0 | 0 | 0 | 0 | 0 | 0 | 0 | 0 | 0 | 0 | 0 | 0 | 0 | 0 | 0 | 0 | 0 | 0
214 | 4. Revenues | 4.92 Source 3 - Short | Item 4 | AlphaNum | 0 | 0 | 0 | 0 | 0 | 0 | 0 | 0 | 0 | 0 | 0 | 0 | 0 | 0 | 0 | 0 | 0 | 0 | 0
215 | 4. Revenues | 4.1 Name | Item 5 | AlphaNum | 0 | 0 | 0 | 0 | 0 | 0 | 0 | 0 | 0 | 0 | 0 | 0 | 0 | 0 | 0 | 0 | 0 | 0 | 0
216 | 4. Revenues | 4.2 Unit | Item 5 | AlphaNum | 0 | 0 | 0 | 0 | 0 | 0 | 0 | 0 | 0 | 0 | 0 | 0 | 0 | 0 | 0 | 0 | 0 | 0 | 0
217 | 4. Revenues | 4.3 Ratio # Units / Measure per month | Item 5 | Num # | 0 | 0 | 0 | 0 | 0 | 0 | 0 | 0 | 0 | 0 | 0 | 0 | 0 | 0 | 0 | 0 | 0 | 0 | 0
218 | 4. Revenues | 4.4 Price per Unit - Min | Item 5 | £ | 0 | 0 | 0 | 0 | 0 | 0 | 0 | 0 | 0 | 0 | 0 | 0 | 0 | 0 | 0 | 0 | 0 | 0 | 0
219 | 4. Revenues | 4.5 Price per Unit - Max | Item 5 | £ | 0 | 0 | 0 | 0 | 0 | 0 | 0 | 0 | 0 | 0 | 0 | 0 | 0 | 0 | 0 | 0 | 0 | 0 | 0
220 | 4. Revenues | 4.6 Source 1 | Item 5 | AlphaNum | 0 | 0 | 0 | 0 | 0 | 0 | 0 | 0 | 0 | 0 | 0 | 0 | 0 | 0 | 0 | 0 | 0 | 0 | 0
221 | 4. Revenues | 4.7 Source 2 | Item 5 | AlphaNum | 0 | 0 | 0 | 0 | 0 | 0 | 0 | 0 | 0 | 0 | 0 | 0 | 0 | 0 | 0 | 0 | 0 | 0 | 0
222 | 4. Revenues | 4.8 Source 3 | Item 5 | AlphaNum | 0 | 0 | 0 | 0 | 0 | 0 | 0 | 0 | 0 | 0 | 0 | 0 | 0 | 0 | 0 | 0 | 0 | 0 | 0
223 | 4. Revenues | 4.9 Source 1 - Short | Item 5 | AlphaNum | 0 | 0 | 0 | 0 | 0 | 0 | 0 | 0 | 0 | 0 | 0 | 0 | 0 | 0 | 0 | 0 | 0 | 0 | 0
224 | 4. Revenues | 4.91 Source 2 - Short | Item 5 | AlphaNum | 0 | 0 | 0 | 0 | 0 | 0 | 0 | 0 | 0 | 0 | 0 | 0 | 0 | 0 | 0 | 0 | 0 | 0 | 0
225 | 4. Revenues | 4.92 Source 3 - Short | Item 5 | AlphaNum | 0 | 0 | 0 | 0 | 0 | 0 | 0 | 0 | 0 | 0 | 0 | 0 | 0 | 0 | 0 | 0 | 0 | 0 | 0
226 | 5. Cash releasing benefits | 5.1 Name | Item 1 | AlphaNum | 0 | 0 | Reduction of Electricity costs | Reduction of Electricity costs | 0 | Reduction of Electricity costs | Reduction of Electricity costs | 0 | 0 | 0 | 0 | 0 | 0 | 0 | 0 | 0 | 0 | 0 | 0
227 | 5. Cash releasing benefits | 5.2 Unit | Item 1 | AlphaNum | 0 | 0 | Kwh | Per Kwh | 0 | Per Kwh | Per Kwh | 0 | 0 | 0 | 0 | 0 | 0 | 0 | 0 | 0 | 0 | 0 | 0
228 | 5. Cash releasing benefits | 5.3 Baseline Ratio # Units / Measure | Item 1 | Num # | 0 | 0 | 600 | 600 | 0 | 600 | 600 | 0 | 0 | 0 | 0 | 0 | 0 | 0 | 0 | 0 | 0 | 0 | 0
229 | 5. Cash releasing benefits | 5.4 Baseline monthly cost per unit | Item 1 | £ | 0 | 0 | 0.12 | 0.12 | 0 | 0.12 | 0.12 | 0 | 0 | 0 | 0 | 0 | 0 | 0 | 0 | 0 | 0 | 0 | 0
230 | 5. Cash releasing benefits | 5.5 % Reduction of Number of Unit . Min | Item 1 | % | 0% | 0% | 50% | 15% | 0% | 40% | 40% | 0% | 0% | 0% | 0% | 0% | 0% | 0% | 0% | 0% | 0% | 0% | 0%
231 | 5. Cash releasing benefits | 5.6 % Reduction of Number of Unit . Max | Item 1 | % | 0% | 0% | 70% | 50% | 0% | 60% | 60% | 0% | 0% | 0% | 0% | 0% | 0% | 0% | 0% | 0% | 0% | 0% | 0%
232 | 5. Cash releasing benefits | 5.7 % Reduction of Unit Cost . Min | Item 1 | % | 0% | 0% | 0% | 0% | 0% | 0% | 0% | 0% | 0% | 0% | 0% | 0% | 0% | 0% | 0% | 0% | 0% | 0% | 0%
233 | 5. Cash releasing benefits | 5.8 % Reduction of Unit Cost . Max | Item 1 | % | 0% | 0% | 0% | 0% | 0% | 0% | 0% | 0% | 0% | 0% | 0% | 0% | 0% | 0% | 0% | 0% | 0% | 0% | 0%
234 | 5. Cash releasing benefits | 5.9 Source 1 | Item 1 | AlphaNum | 0% | 0% | http://www.eclairageprofessionnel.fr/relamping-led-transition-energetique/ | https://www.lumenia.com/solutions/lumenia-cms-lum-central-management-system | 0 | https://mysolarhome.us/solar-lamp-post/ | https://ledcorporations.com/led-lighting-news/the-cost-of-electricity-how-utility-companies-are-charging-consumers/ | 0% | 0% | 0% | 0% | 0% | 0% | 0% | 0% | 0% | 0% | 0% | 0%
235 | 5. Cash releasing benefits | 5.91 Source 2 | Item 1 | AlphaNum | 0% | 0% | https://www.theclimategroup.org/news/cities-can-save-50-70-energy-upgrading-smart-connected-led-street-lights | http://www.torbay.gov.uk/DemocraticServices/documents/s16818/Capital.20Plan.20Appendix.202.pdf | 0 | https://ledcorporations.com/led-lighting-news/the-cost-of-electricity-how-utility-companies-are-charging-consumers/ | https://www.cornwallhomeshow.co.uk/benefits-battery-storage/ | 0% | 0% | 0% | 0% | 0% | 0% | 0% | 0% | 0% | 0% | 0% | 0%
236 | 5. Cash releasing benefits | 5.92 Source 3 | Item 1 | AlphaNum | 0 | 0 | http://www.telford.gov.uk/info/20046/street_care_and_cleaning/3310/street_lighting_-_led_upgrade | https://www.telensa.com/news/telensa-supplies-cms-system-for-leicester-citys-led-street-lighting-energy-reduction-project | 0 | https://info.lightinus.com/solar-street-lights#how_smart_they_can_be_ | 0 | 0 | 0 | 0 | 0 | 0 | 0 | 0 | 0 | 0 | 0 | 0 | 0
237 | 5. Cash releasing benefits | 5.93 Source 1 - Short | Item 1 | AlphaNum | 0% | 0% | http://www.eclairageprofessionnel.fr/ | https://www.lumenia.com/ | 0 | https://mysolarhome.us/ | https://ledcorporations.com/ | 0% | 0% | 0% | 0% | 0% | 0% | 0% | 0% | 0% | 0% | 0% | 0%
238 | 5. Cash releasing benefits | 5.92 Source 2 - Short | Item 1 | AlphaNum | 0% | 0% | https://www.theclimategroup.org/ | http://www.torbay.gov.uk/ | 0 | https://ledcorporations.com/ | https://www.cornwallhomeshow.co.uk/ | 0% | 0% | 0% | 0% | 0% | 0% | 0% | 0% | 0% | 0% | 0% | 0%
239 | 5. Cash releasing benefits | 5.93 Source 3 - Short | Item 1 | AlphaNum | 0% | 0% | http://www.telford.gov.uk/ | https://www.telensa.com/ | 0 | https://info.lightinus.com/ | 0% | 0% | 0% | 0% | 0% | 0% | 0% | 0% | 0% | 0% | 0% | 0% | 0%
240 | 5. Cash releasing benefits | 5.1 Name | Item 2 | AlphaNum | 0 | 0 | Reduction of light Maintenance costs | Reduction of light Maintenance costs | 0 | 0 | 0 | 0% | 0 | 0 | 0 | 0 | 0 | 0 | 0 | 0 | 0 | 0 | 0
241 | 5. Cash releasing benefits | 5.2 Unit | Item 2 | AlphaNum | 0 | 0 | Per Light bulb | Per light bulb | 0 | 0 | 0 | 0% | 0 | 0 | 0 | 0 | 0 | 0 | 0 | 0 | 0 | 0 | 0
242 | 5. Cash releasing benefits | 5.3 Baseline Ratio # Units / Measure | Item 2 | Num # | 0 | 0 | 1 | 1 | 0 | 0 | 0 | 0% | 0 | 0 | 0 | 0 | 0 | 0 | 0 | 0 | 0 | 0 | 0
243 | 5. Cash releasing benefits | 5.4 Baseline monthly cost per unit | Item 2 | £ | 0 | 0 | 30 | 30 | 0 | 0 | 0 | 0% | 0 | 0 | 0 | 0 | 0 | 0 | 0 | 0 | 0 | 0 | 0
244 | 5. Cash releasing benefits | 5.5 % Reduction of Number of Unit . Min | Item 2 | % | 0% | 0% | 0% | 45% | 0% | 0% | 0% | 0% | 0% | 0% | 0% | 0% | 0% | 0% | 0% | 0% | 0% | 0% | 0%
245 | 5. Cash releasing benefits | 5.6 % Reduction of Number of Unit . Max | Item 2 | % | 0% | 0% | 0% | 60% | 0% | 0% | 0% | 0% | 0% | 0% | 0% | 0% | 0% | 0% | 0% | 0% | 0% | 0% | 0%
246 | 5. Cash releasing benefits | 5.7 % Reduction of Unit Cost . Min | Item 2 | % | 0% | 0% | 50% | 0% | 0% | 0% | 0% | 0% | 0% | 0% | 0% | 0% | 0% | 0% | 0% | 0% | 0% | 0% | 0%
247 | 5. Cash releasing benefits | 5.8 % Reduction of Unit Cost . Max | Item 2 | % | 0% | 0% | 80% | 0% | 0% | 0% | 0% | 0% | 0% | 0% | 0% | 0% | 0% | 0% | 0% | 0% | 0% | 0% | 0%
248 | 5. Cash releasing benefits | 5.9 Source 1 | Item 2 | AlphaNum | 0% | 0% | http://www.eclairageprofessionnel.fr/relamping-led-transition-energetique/ | https://www.lumenia.com/solutions/lumenia-cms-lum-central-management-system | 0% | 0% | 0% | 0% | 0% | 0% | 0% | 0% | 0% | 0% | 0% | 0% | 0% | 0% | 0%
249 | 5. Cash releasing benefits | 5.91 Source 2 | Item 2 | AlphaNum | 0% | 0% | https://www.surrey.ca/city-services/4614.aspx | https://www.osram.com/ds/knowledge/street-light-control-by-osram-innovative-light-management-system-for-outdoor-areas/index.jsp | 0% | 0% | 0% | 0% | 0% | 0% | 0% | 0% | 0% | 0% | 0% | 0% | 0% | 0% | 0%
250 | 5. Cash releasing benefits | 5.92 Source 3 | Item 2 | AlphaNum | 0 | 0 | https://www.streetlights-solar.com/2018/07/19/cost-comparison-between-solar-vs-traditional-lights/ | http://www.torbay.gov.uk/DemocraticServices/documents/s16818/Capital%20Plan%20Appendix%202.pdf | 0 | 0 | 0 | 0% | 0 | 0 | 0 | 0 | 0 | 0 | 0 | 0 | 0 | 0 | 0
251 | 5. Cash releasing benefits | 5.93 Source 1 - Short | Item 2 | AlphaNum | 0% | 0% | http://www.eclairageprofessionnel.fr/ | https://www.lumenia.com/ | 0% | 0% | 0% | 0% | 0% | 0% | 0% | 0% | 0% | 0% | 0% | 0% | 0% | 0% | 0%
252 | 5. Cash releasing benefits | 5.92 Source 2 - Short | Item 2 | AlphaNum | 0% | 0% | https://www.surrey.ca/ | https://www.osram.com/ | 0% | 0% | 0% | 0% | 0% | 0% | 0% | 0% | 0% | 0% | 0% | 0% | 0% | 0% | 0%
253 | 5. Cash releasing benefits | 5.93 Source 3 - Short | Item 2 | AlphaNum | 0% | 0% | https://www.streetlights-solar.com/ | http://www.torbay.gov.uk/ | 0% | 0% | 0% | 0% | 0% | 0% | 0% | 0% | 0% | 0% | 0% | 0% | 0% | 0% | 0%
254 | 5. Cash releasing benefits | 5.1 Name | Item 3 | AlphaNum | 0 | 0 | 0 | 0 | 0 | 0 | 0 | 0 | 0 | 0 | 0 | 0 | 0% | 0 | 0 | 0 | 0 | 0 | 0
255 | 5. Cash releasing benefits | 5.2 Unit | Item 3 | AlphaNum | 0 | 0 | 0 | 0 | 0 | 0 | 0 | 0 | 0 | 0 | 0 | 0 | 0% | 0 | 0 | 0 | 0 | 0 | 0
256 | 5. Cash releasing benefits | 5.3 Baseline Ratio # Units / Measure | Item 3 | Num # | 0 | 0 | 0 | 0 | 0 | 0 | 0 | 0 | 0 | 0 | 0 | 0 | 0% | 0 | 0 | 0 | 0 | 0 | 0
257 | 5. Cash releasing benefits | 5.4 Baseline monthly cost per unit | Item 3 | £ | 0 | 0 | 0 | 0 | 0 | 0 | 0 | 0 | 0 | 0 | 0 | 0 | 0% | 0% | 0% | 0% | 0% | 0% | 0%
258 | 5. Cash releasing benefits | 5.5 % Reduction of Number of Unit . Min | Item 3 | % | 0% | 0% | 0% | 0% | 0% | 0% | 0% | 0% | 0% | 0% | 0% | 0% | 0% | 0% | 0% | 0% | 0% | 0% | 0%
259 | 5. Cash releasing benefits | 5.6 % Reduction of Number of Unit . Max | Item 3 | % | 0% | 0% | 0% | 0% | 0% | 0% | 0% | 0% | 0% | 0% | 0% | 0% | 0% | 0% | 0% | 0% | 0% | 0% | 0%
260 | 5. Cash releasing benefits | 5.7 % Reduction of Unit Cost . Min | Item 3 | % | 0% | 0% | 0% | 0% | 0% | 0% | 0% | 0% | 0% | 0% | 0% | 0% | 0% | 0% | 0% | 0% | 0% | 0% | 0%
261 | 5. Cash releasing benefits | 5.8 % Reduction of Unit Cost . Max | Item 3 | % | 0% | 0% | 0% | 0% | 0% | 0% | 0% | 0% | 0% | 0% | 0% | 0% | 0% | 0% | 0% | 0% | 0% | 0% | 0%
262 | 5. Cash releasing benefits | 5.9 Source 1 | Item 3 | AlphaNum | 0% | 0% | 0% | 0% | 0% | 0% | 0% | 0% | 0 | 0% | 0% | 0 | 0% | 0% | 0% | 0% | 0% | 0% | 0%
263 | 5. Cash releasing benefits | 5.91 Source 2 | Item 3 | AlphaNum | 0% | 0% | 0% | 0% | 0% | 0% | 0% | 0% | 0 | 0% | 0% | 0 | 0% | 0 | 0 | 0 | 0 | 0 | 0
264 | 5. Cash releasing benefits | 5.92 Source 3 | Item 3 | AlphaNum | 0% | 0% | 0% | 0% | 0% | 0% | 0% | 0% | 0 | 0% | 0% | 0 | 0% | 0% | 0% | 0% | 0% | 0% | 0%
265 | 5. Cash releasing benefits | 5.93 Source 1 - Short | Item 3 | AlphaNum | 0% | 0% | 0% | 0% | 0% | 0% | 0% | 0% | 0 | 0% | 0% | 0 | 0% | 0% | 0% | 0% | 0% | 0% | 0%
266 | 5. Cash releasing benefits | 5.92 Source 2 - Short | Item 3 | AlphaNum | 0% | 0% | 0% | 0% | 0% | 0% | 0% | 0% | 0 | 0% | 0% | 0 | 0% | 0% | 0% | 0% | 0% | 0% | 0%
267 | 5. Cash releasing benefits | 5.93 Source 3 - Short | Item 3 | AlphaNum | 0% | 0% | 0% | 0% | 0% | 0% | 0% | 0% | 0 | 0% | 0% | 0 | 0% | 0% | 0% | 0% | 0% | 0% | 0%
268 | 5. Cash releasing benefits | 5.1 Name | Item 4 | AlphaNum | 0% | 0% | 0% | 0% | 0% | 0% | 0% | 0% | 0% | 0% | 0% | 0 | 0 | 0 | 0 | 0 | 0 | 0 | 0
269 | 5. Cash releasing benefits | 5.2 Unit | Item 4 | AlphaNum | 0% | 0% | 0% | 0% | 0% | 0% | 0% | 0% | 0% | 0% | 0% | 0 | 0 | 0 | 0 | 0 | 0 | 0 | 0
270 | 5. Cash releasing benefits | 5.3 Baseline Ratio # Units / Measure | Item 4 | Num # | 0% | 0% | 0% | 0% | 0% | 0% | 0% | 0% | 0% | 0% | 0% | 0 | 0 | 0 | 0 | 0 | 0 | 0 | 0
271 | 5. Cash releasing benefits | 5.4 Baseline monthly cost per unit | Item 4 | £ | 0% | 0% | 0% | 0% | 0% | 0% | 0% | 0% | 0% | 0% | 0% | 0 | 0 | 0 | 0 | 0 | 0 | 0 | 0
272 | 5. Cash releasing benefits | 5.5 % Reduction of Number of Unit . Min | Item 4 | % | 0% | 0% | 0% | 0% | 0% | 0% | 0% | 0% | 0% | 0% | 0% | 0% | 0% | 0% | 0% | 0% | 0% | 0% | 0%
273 | 5. Cash releasing benefits | 5.6 % Reduction of Number of Unit . Max | Item 4 | % | 0% | 0% | 0% | 0% | 0% | 0% | 0% | 0% | 0% | 0% | 0% | 0% | 0% | 0% | 0% | 0% | 0% | 0% | 0%
274 | 5. Cash releasing benefits | 5.7 % Reduction of Unit Cost . Min | Item 4 | % | 0% | 0% | 0% | 0% | 0% | 0% | 0% | 0% | 0% | 0% | 0% | 0% | 0% | 0% | 0% | 0% | 0% | 0% | 0%
275 | 5. Cash releasing benefits | 5.8 % Reduction of Unit Cost . Max | Item 4 | % | 0% | 0% | 0% | 0% | 0% | 0% | 0% | 0% | 0% | 0% | 0% | 0% | 0% | 0% | 0% | 0% | 0% | 0% | 0%
276 | 5. Cash releasing benefits | 5.9 Source 1 | Item 4 | AlphaNum | 0% | 0% | 0% | 0% | 0% | 0% | 0% | 0% | 0% | 0% | 0% | 0 | 0 | 0 | 0 | 0 | 0 | 0 | 0
277 | 5. Cash releasing benefits | 5.91 Source 2 | Item 4 | AlphaNum | 0% | 0% | 0% | 0% | 0% | 0% | 0% | 0% | 0% | 0% | 0% | 0 | 0 | 0 | 0 | 0 | 0 | 0 | 0
278 | 5. Cash releasing benefits | 5.92 Source 3 | Item 4 | AlphaNum | 0% | 0% | 0% | 0% | 0% | 0% | 0% | 0% | 0% | 0% | 0% | 0 | 0 | 0 | 0 | 0 | 0 | 0 | 0
279 | 5. Cash releasing benefits | 5.93 Source 1 - Short | Item 4 | AlphaNum | 0% | 0% | 0% | 0% | 0% | 0% | 0% | 0% | 0% | 0% | 0% | 0 | 0 | 0 | 0 | 0 | 0 | 0 | 0
280 | 5. Cash releasing benefits | 5.92 Source 2 - Short | Item 4 | AlphaNum | 0% | 0% | 0% | 0% | 0% | 0% | 0% | 0% | 0% | 0% | 0% | 0 | 0 | 0 | 0 | 0 | 0 | 0 | 0
281 | 5. Cash releasing benefits | 5.93 Source 3 - Short | Item 4 | AlphaNum | 0% | 0% | 0% | 0% | 0% | 0% | 0% | 0% | 0% | 0% | 0% | 0 | 0 | 0 | 0 | 0 | 0 | 0 | 0
282 | 5. Cash releasing benefits | 5.1 Name | Item 5 | AlphaNum | 0% | 0% | 0% | 0% | 0 | 0 | 0 | 0 | 0 | 0 | 0 | 0 | 0 | 0 | 0 | 0 | 0 | 0 | 0
283 | 5. Cash releasing benefits | 5.2 Unit | Item 5 | AlphaNum | 0% | 0% | 0% | 0% | 0 | 0 | 0 | 0 | 0 | 0 | 0 | 0 | 0 | 0 | 0 | 0 | 0 | 0 | 0
284 | 5. Cash releasing benefits | 5.3 Baseline Ratio # Units / Measure | Item 5 | Num # | 0% | 0% | 0% | 0% | 0% | 0% | 0% | 0% | 0% | 0% | 0% | 0 | 0 | 0% | 0% | 0% | 0% | 0% | 0%
285 | 5. Cash releasing benefits | 5.4 Baseline monthly cost per unit | Item 5 | £ | 0% | 0% | 0% | 0% | 0 | 0 | 0 | 0 | 0 | 0 | 0 | 0 | 0 | 0 | 0 | 0 | 0 | 0 | 0
286 | 5. Cash releasing benefits | 5.5 % Reduction of Number of Unit . Min | Item 5 | % | 0% | 0% | 0% | 0% | 0% | 0% | 0% | 0% | 0% | 0% | 0% | 0% | 0% | 0% | 0% | 0% | 0% | 0% | 0%
287 | 5. Cash releasing benefits | 5.6 % Reduction of Number of Unit . Max | Item 5 | % | 0% | 0% | 0% | 0% | 0% | 0% | 0% | 0% | 0% | 0% | 0% | 0% | 0% | 0% | 0% | 0% | 0% | 0% | 0%
288 | 5. Cash releasing benefits | 5.7 % Reduction of Unit Cost . Min | Item 5 | % | 0% | 0% | 0% | 0% | 0% | 0% | 0% | 0% | 0% | 0% | 0% | 0% | 0% | 0% | 0% | 0% | 0% | 0% | 0%
289 | 5. Cash releasing benefits | 5.8 % Reduction of Unit Cost . Max | Item 5 | % | 0% | 0% | 0% | 0% | 0% | 0% | 0% | 0% | 0% | 0% | 0% | 0% | 0% | 0% | 0% | 0% | 0% | 0% | 0%
290 | 5. Cash releasing benefits | 5.9 Source 1 | Item 5 | AlphaNum | 0% | 0% | 0% | 0% | 0% | 0% | 0% | 0% | 0% | 0% | 0% | 0% | 0% | 0% | 0% | 0% | 0% | 0% | 0%
291 | 5. Cash releasing benefits | 5.91 Source 2 | Item 5 | AlphaNum | 0% | 0% | 0% | 0% | 0% | 0% | 0% | 0% | 0% | 0% | 0% | 0% | 0% | 0% | 0% | 0% | 0% | 0% | 0%
292 | 5. Cash releasing benefits | 5.92 Source 3 | Item 5 | AlphaNum | 0% | 0% | 0% | 0% | 0% | 0% | 0% | 0% | 0% | 0% | 0% | 0% | 0% | 0% | 0% | 0% | 0% | 0% | 0%
293 | 5. Cash releasing benefits | 5.93 Source 1 - Short | Item 5 | AlphaNum | 0% | 0% | 0% | 0% | 0% | 0% | 0% | 0% | 0% | 0% | 0% | 0% | 0% | 0% | 0% | 0% | 0% | 0% | 0%
294 | 5. Cash releasing benefits | 5.94 Source 2 - Short | Item 5 | AlphaNum | 0% | 0% | 0% | 0% | 0% | 0% | 0% | 0% | 0% | 0% | 0% | 0% | 0% | 0% | 0% | 0% | 0% | 0% | 0%
295 | 5. Cash releasing benefits | 5.95 Source 3 - Short | Item 5 | AlphaNum | 0 | 0 | 0 | 0 | 0 | 0 | 0 | 0 | 0 | 0 | 0 | 0 | 0% | 0 | 0 | 0% | 0% | 0% | 0%
296 | 6. Wider benefits | 6.1 Name | Item 1 | AlphaNum | 0 | 0 | Carbon savings | Carbon savings | 0% | Carbon savings | Reduction of cabling Maintenance | Crime reduction & prevention | 0 | 0 | Carbon savings | Improved security surveillance system | Reduction of flood cost | 0 | Reduces number of traffic accidents | 0 | 0% | 0 | 0
297 | 6. Wider benefits | 6.2 Unit | Item 1 | AlphaNum | 0 | 0 | Per Ton of carbon | Per Ton of carbon | 0% | Per Ton of carbon | Per cabling system | Per crime (property, persons) | 0 | 0 | Per Ton of carbon | Per safety investigation | Per claimed inhabitant | 0 | Per accident | 0 | 0% | 0 | 0
298 | 6. Wider benefits | 6.3 Baseline Ratio # Units / Measure | Item 1 | Num # | 0 | 0 | 0.017 | 0.017 | 0% | 0.017 | 0.025 | 0.065 | 0 | 0 | 0.017 | 0.00038 | 0.06901 | 0 | 0.00038372 | 0 | 0% | 0 | 0
299 | 6. Wider benefits | 6.4 Baseline monthly cost per unit | Item 1 | £ | 0 | 0 | 16 | 16 | 0% | 16 | 8 | 4800 | 0 | 0 | 16 | 2415 | 1310 | 0 | 14374 | 0 | 0% | 0 | 0
300 | 6. Wider benefits | 6.5 % Reduction of Number of Unit . Min | Item 1 | % | 0% | 0% | 20% | 20% | 0% | 85% | 10% | 10% | 0% | 0% | 20% | 40% | 10% | 0% | 10% | 0% | 0% | 0% | 0%
301 | 6. Wider benefits | 6.6 % Reduction of Number of Unit . Max | Item 1 | % | 0% | 0% | 40% | 60% | 0% | 100% | 30% | 30% | 0% | 0% | 40% | 60% | 20% | 0% | 20% | 0% | 0% | 0% | 0%
302 | 6. Wider benefits | 6.7 % Reduction of Unit Cost . Min | Item 1 | % | 0% | 0% | 0% | 0% | 0% | 0% | 0% | 0% | 0% | 0% | 0% | 0% | 0% | 0% | 0% | 0% | 0% | 0% | 0%
303 | 6. Wider benefits | 6.8 % Reduction of Unit Cost . Max | Item 1 | % | 0% | 0% | 0% | 0% | 0% | 0% | 0% | 0% | 0% | 0% | 0% | 0% | 0% | 0% | 0% | 0% | 0% | 0% | 0%
304 | 6. Wider benefits | 6.9 Source 1 | Item 1 | AlphaNum | 0% | 0% | https://www.surrey.ca/city-services/4614.aspx | https://www.citintelly.com/intelligent-street-lighting-products/street-lighting-control-system/ | 0% | https://www.smallbizdaily.com/4-ways-ev-charging-stations-can-benefit-business/ | https://reneweconomy.com.au/hidden-cost-of-rooftop-solar-who-should-pay-for-maintenance-99200/ | https://reolink.com/pros-cons-of-surveillance-cameras-in-public-places/ | 0% | 0% | https://www.epa.gov/air-research/deliberating-performance-targets-air-quality-sensors-workshop | https://www.oti.fi/en/oti/investigation-of-road-accidents/ | http://www.libelium.com/smart_water_wsn_flood_detection/ | 0 | https://www.researchgate.net/publication/12411590_Traffic_accident_reduction_by_monitoring_driver_behaviour_with_in-car_data_recorders | 0 | 0% | 0 | 0
305 | 6. Wider benefits | 6.91 Source 2 | Item 1 | AlphaNum | 0% | 0% | https://www.theguardian.com/environment/2016/mar/20/energy-efficient-street-lights | https://www.theguardian.com/environment/2016/mar/20/energy-efficient-street-lights | 0% | https://www.reminetwork.com/articles/the-benefits-of-ev-charging-stations/ | https://solarpanelsvenue.com/what-is-the-cost-of-using-solar-energy/ | https://www.eurovigil.in/blog/5-major-benefits-of-installing-cctv-cameras-at-public-places/ | 0% | 0% | https://www.c40.org/press_releases/hyperlocal-sensor-project-london | https://spectrum.ieee.org/computing/it/san-diego-installs-smart-streetlights-to-monitor-the-metropolis | http://enlight.network/ensense-water-level-sensor/ | 0% | https://www.google.com/url?sa=t&rct=j&q=&esrc=s&source=web&cd=8&ved=2ahUKEwi6-5TV4PjgAhVK2xoKHVn3Cn0QFjAHegQIAxAC&url=http%3A%2F%2Feuropa.eu%2Frapid%2Fpress-release_MEMO-17-675_en.pdf&usg=AOvVaw04idUypPQo8a8W86vsI02z | 0% | 0% | 0% | 0%
306 | 6. Wider benefits | 6.92 Source 3 | Item 1 | AlphaNum | 0% | 0% | https://www.saving-light-bulbs.co.uk/blog/how-much-co2-does-a-light-bulb-create/ | https://www.saving-light-bulbs.co.uk/blog/how-much-co2-does-a-light-bulb-create/ | 0% | 0 | https://www.alpha-ess.com/Upload/Images/20181121024141_818178.pdf | https://kinder.rice.edu/sites/g/files/bxs1676/f/documents/Kinder%20Streetlights%20and%20Crime%20report.pdf | 0 | 0 | https://www.cbc.ca/news/technology/san-diego-smart-city-parking-1.4498964 | https://www.oti.fi/ | https://www.fema.gov/data-visualization-floods-data-visualization | 0 | https://www.statista.com/statistics/192097/number-of-vehicles-involved-in-traffic-crashes-in-the-us/ | 0 | 0% | 0 | 0
307 | 6. Wider benefits | 6.93 Source 1 - Short | Item 1 | AlphaNum | 0% | 0% | https://www.surrey.ca/ | https://www.citintelly.com/ | 0% | https://www.smallbizdaily.com/ | https://reneweconomy.com.au/ | https://reolink.com/ | 0% | 0% | https://www.epa.gov/ | https://arxiv.org | http://www.libelium.com/ | 0% | https://www.researchgate.net/ | 0% | 0% | 0% | 0%
308 | 6. Wider benefits | 6.92 Source 2 - Short | Item 1 | AlphaNum | 0% | 0% | https://www.theguardian.com | https://www.theguardian.com | 0% | https://www.reminetwork.com/ | https://solarpanelsvenue.com/ | https://www.eurovigil.in/ | 0% | 0% | https://www.c40.org/ | https://spectrum.ieee.org/ | http://enlight.network/ | 0% | https://www.google.com/ | 0% | 0% | 0% | 0%
309 | 6. Wider benefits | 6.93 Source 3 - Short | Item 1 | AlphaNum | 0% | 0% | https://www.saving-light-bulbs.co.uk/ | https://www.saving-light-bulbs.co.uk/ | 0 | 0% | https://www.alpha-ess.com/ | https://kinder.rice.edu/ | 0% | 0% | https://www.cbc.ca/ | https://www.urbiotica.com/ | https://www.fema.gov/ | 0% | https://www.statista.com/ | 0% | 0% | 0% | 0%
310 | 6. Wider benefits | 6.1 Name | Item 2 | AlphaNum | 0 | 0 | 0 | 0% | 0% | 0 | 0 | 0 | 0 | 0 | 0 | 0 | 0 | 0 | Reduction in congestion time due to traffic monitoring | 0 | 0 | 0 | 0
311 | 6. Wider benefits | 6.2 Unit | Item 2 | AlphaNum | 0 | 0 | 0 | 0% | 0% | 0 | 0 | 0 | 0 | 0 | 0 | 0 | 0 | 0 | Number of hours lost | 0 | 0 | 0 | 0
312 | 6. Wider benefits | 6.3 Baseline Ratio # Units / Measure | Item 2 | Num # | 0 | 0 | 0 | 0 | 0 | 0 | 0 | 0 | 0 | 0 | 0 | 0 | 0 | 0 | 21 | 0 | 0 | 0 | 0
313 | 6. Wider benefits | 6.4 Baseline monthly cost per unit | Item 2 | £ | 0 | 0 | 0 | 0% | 0 | 0 | 0 | 0 | 0 | 0 | 0 | 0 | 0 | 0 | 8 | 0 | 0 | 0 | 0
314 | 6. Wider benefits | 6.5 % Reduction of Number of Unit . Min | Item 2 | % | 0% | 0% | 0% | 0% | 0% | 0% | 0% | 0% | 0% | 0% | 0% | 0% | 0% | 0% | 20% | 0% | 0% | 0% | 0%
315 | 6. Wider benefits | 6.6 % Reduction of Number of Unit . Max | Item 2 | % | 0% | 0% | 0% | 0% | 0% | 0% | 0% | 0% | 0% | 0% | 0% | 0% | 0% | 0% | 50% | 0% | 0% | 0% | 0%
316 | 6. Wider benefits | 6.7 % Reduction of Unit Cost . Min | Item 2 | % | 0% | 0% | 0% | 0% | 0% | 0% | 0% | 0% | 0% | 0% | 0% | 0% | 0% | 0% | 0% | 0% | 0% | 0% | 0%
317 | 6. Wider benefits | 6.8 % Reduction of Unit Cost . Max | Item 2 | % | 0% | 0% | 0% | 0% | 0% | 0% | 0% | 0% | 0% | 0% | 0% | 0% | 0% | 0% | 0% | 0% | 0% | 0% | 0%
318 | 6. Wider benefits | 6.9 Source 1 | Item 2 | AlphaNum | 0% | 0% | 0% | 0% | 0% | 0% | 0% | 0% | 0% | 0% | 0% | 0% | 0 | 0% | https://reolink.com/pros-cons-of-surveillance-cameras-in-public-places/ | 0% | 0% | 0% | 0%
319 | 6. Wider benefits | 6.91 Source 2 | Item 2 | AlphaNum | 0% | 0% | 0% | 0% | 0% | 0% | 0% | 0% | 0% | 0% | 0% | 0% | 0% | 0% | https://project.inria.fr/siliconvalley/files/2011/12/canudas.pdf | 0% | 0% | 0% | 0%
320 | 6. Wider benefits | 6.92 Source 3 | Item 2 | AlphaNum | 0 | 0 | 0 | 0% | 0 | 0 | 0 | 0 | 0 | 0 | 0 | 0 | 0 | 0 | http://mentalfloss.com/article/530705/heres-how-much-traffic-congestion-costs-worlds-biggest-cities | 0 | 0 | 0 | 0
321 | 6. Wider benefits | 6.93 Source 1 - Short | Item 2 | AlphaNum | 0% | 0% | 0% | 0% | 0% | 0% | 0% | 0% | 0% | 0% | 0% | 0% | 0% | 0% | https://reolink.com/ | 0% | 0% | 0% | 0%
322 | 6. Wider benefits | 6.92 Source 2 - Short | Item 2 | AlphaNum | 0% | 0% | 0% | 0% | 0% | 0% | 0% | 0% | 0% | 0% | 0% | 0% | 0% | 0% | https://project.inria.fr/ | 0% | 0% | 0% | 0%
323 | 6. Wider benefits | 6.93 Source 3 - Short | Item 2 | AlphaNum | 0% | 0% | 0% | 0% | 0% | 0% | 0% | 0% | 0% | 0% | 0% | 0% | 0% | 0% | http://mentalfloss.com/ | 0% | 0% | 0% | 0%
324 | 6. Wider benefits | 6.1 Name | Item 3 | AlphaNum | 0 | 0 | 0 | 0% | 0 | 0% | 0 | 0% | 0 | 0% | 0 | 0 | 0 | 0 | 0 | 0 | 0 | 0 | 0
325 | 6. Wider benefits | 6.2 Unit | Item 3 | AlphaNum | 0 | 0 | 0 | 0% | 0 | 0% | 0 | 0% | 0 | 0% | 0 | 0 | 0 | 0 | 0 | 0 | 0 | 0 | 0
326 | 6. Wider benefits | 6.3 Baseline Ratio # Units / Measure | Item 3 | Num # | 0 | 0 | 0 | 0% | 0 | 0% | 0 | 0% | 0 | 0% | 0 | 0 | 0 | 0 | 0 | 0 | 0 | 0 | 0
327 | 6. Wider benefits | 6.4 Baseline monthly cost per unit | Item 3 | £ | 0 | 0 | 0 | 0% | 0 | 0% | 0 | 0% | 0 | 0% | 0 | 0 | 0 | 0 | 0 | 0 | 0 | 0 | 0
328 | 6. Wider benefits | 6.5 % Reduction of Number of Unit . Min | Item 3 | % | 0% | 0% | 0% | 0% | 0% | 0% | 0% | 0% | 0% | 0% | 0% | 0% | 0% | 0% | 0% | 0% | 0% | 0% | 0%
329 | 6. Wider benefits | 6.6 % Reduction of Number of Unit . Max | Item 3 | % | 0% | 0% | 0% | 0% | 0% | 0% | 0% | 0% | 0% | 0% | 0% | 0% | 0% | 0% | 0% | 0% | 0% | 0% | 0%
330 | 6. Wider benefits | 6.7 % Reduction of Unit Cost . Min | Item 3 | % | 0% | 0% | 0% | 0% | 0% | 0% | 0% | 0% | 0% | 0% | 0% | 0% | 0% | 0% | 0% | 0% | 0% | 0% | 0%
331 | 6. Wider benefits | 6.8 % Reduction of Unit Cost . Max | Item 3 | % | 0% | 0% | 0% | 0% | 0% | 0% | 0% | 0% | 0% | 0% | 0% | 0% | 0% | 0% | 0% | 0% | 0% | 0% | 0%
332 | 6. Wider benefits | 6.9 Source 1 | Item 3 | AlphaNum | 0 | 0 | 0 | 0% | 0 | 0% | 0 | 0% | 0 | 0% | 0 | 0 | 0 | 0 | 0 | 0 | 0 | 0 | 0
333 | 6. Wider benefits | 6.91 Source 2 | Item 3 | AlphaNum | 0 | 0 | 0 | 0% | 0 | 0% | 0 | 0% | 0 | 0% | 0 | 0% | 0 | 0% | 0 | 0% | 0 | 0% | 0
334 | 6. Wider benefits | 6.92 Source 3 | Item 3 | AlphaNum | 0 | 0 | 0 | 0% | 0 | 0% | 0 | 0% | 0 | 0% | 0 | 0 | 0 | 0 | 0 | 0 | 0 | 0 | 0
335 | 6. Wider benefits | 6.93 Source 1 - Short | Item 3 | AlphaNum | 0 | 0 | 0 | 0% | 0 | 0% | 0 | 0% | 0 | 0% | 0 | 0% | 0 | 0% | 0 | 0% | 0 | 0% | 0
336 | 6. Wider benefits | 6.92 Source 2 - Short | Item 3 | AlphaNum | 0 | 0 | 0 | 0% | 0 | 0% | 0 | 0% | 0 | 0% | 0 | 0% | 0 | 0% | 0 | 0% | 0 | 0% | 0
337 | 6. Wider benefits | 6.93 Source 3 - Short | Item 3 | AlphaNum | 0 | 0 | 0 | 0 | 0 | 0% | 0 | 0 | 0 | 0 | 0 | 0% | 0 | 0% | 0 | 0% | 0 | 0% | 0
338 | 6. Wider benefits | 6.1 Name | Item 4 | AlphaNum | 0 | 0 | 0 | 0% | 0 | 0 | 0 | 0% | 0% | 0% | 0 | 0 | 0 | 0 | 0 | 0 | 0 | 0 | 0
339 | 6. Wider benefits | 6.2 Unit | Item 4 | AlphaNum | 0 | 0 | 0 | 0% | 0 | 0 | 0 | 0% | 0% | 0% | 0 | 0 | 0 | 0 | 0 | 0 | 0 | 0 | 0
340 | 6. Wider benefits | 6.3 Baseline Ratio # Units / Measure | Item 4 | Num # | 0 | 0 | 0 | 0% | 0 | 0 | 0 | 0% | 0% | 0% | 0 | 0 | 0 | 0 | 0 | 0 | 0 | 0 | 0
341 | 6. Wider benefits | 6.4 Baseline monthly cost per unit | Item 4 | £ | 0 | 0 | 0 | 0% | 0 | 0 | 0 | 0% | 0% | 0% | 0 | 0 | 0 | 0 | 0 | 0 | 0 | 0 | 0
342 | 6. Wider benefits | 6.5 % Reduction of Number of Unit . Min | Item 4 | % | 0% | 0% | 0% | 0% | 0% | 0% | 0% | 0% | 0% | 0% | 0% | 0% | 0% | 0% | 0% | 0% | 0% | 0% | 0%
343 | 6. Wider benefits | 6.6 % Reduction of Number of Unit . Max | Item 4 | % | 0% | 0% | 0% | 0% | 0% | 0% | 0% | 0% | 0% | 0% | 0% | 0% | 0% | 0% | 0% | 0% | 0% | 0% | 0%
344 | 6. Wider benefits | 6.7 % Reduction of Unit Cost . Min | Item 4 | % | 0% | 0% | 0% | 0% | 0% | 0% | 0% | 0% | 0% | 0% | 0% | 0% | 0% | 0% | 0% | 0% | 0% | 0% | 0%
345 | 6. Wider benefits | 6.8 % Reduction of Unit Cost . Max | Item 4 | % | 0% | 0% | 0% | 0% | 0% | 0% | 0% | 0% | 0% | 0% | 0% | 0% | 0% | 0% | 0% | 0% | 0% | 0% | 0%
346 | 6. Wider benefits | 6.9 Source 1 | Item 4 | AlphaNum | 0 | 0 | 0 | 0% | 0 | 0 | 0 | 0% | 0% | 0% | 0 | 0 | 0 | 0 | 0 | 0 | 0 | 0 | 0
347 | 6. Wider benefits | 6.91 Source 2 | Item 4 | AlphaNum | 0 | 0 | 0 | 0% | 0 | 0 | 0 | 0% | 0% | 0% | 0 | 0% | 0 | 0% | 0 | 0% | 0 | 0% | 0
348 | 6. Wider benefits | 6.92 Source 3 | Item 4 | AlphaNum | 0 | 0 | 0 | 0% | 0 | 0 | 0 | 0% | 0% | 0% | 0 | 0 | 0 | 0 | 0 | 0 | 0 | 0 | 0
349 | 6. Wider benefits | 6.93 Source 1 - Short | Item 4 | AlphaNum | 0 | 0 | 0 | 0% | 0 | 0 | 0 | 0% | 0% | 0% | 0 | 0% | 0 | 0% | 0 | 0% | 0 | 0% | 0
350 | 6. Wider benefits | 6.92 Source 2 - Short | Item 4 | AlphaNum | 0 | 0 | 0 | 0% | 0 | 0 | 0 | 0% | 0% | 0% | 0 | 0% | 0 | 0% | 0 | 0% | 0 | 0% | 0
351 | 6. Wider benefits | 6.93 Source 3 - Short | Item 4 | AlphaNum | 0 | 0 | 0 | 0 | 0 | 0 | 0 | 0 | 0% | 0% | 0 | 0% | 0 | 0% | 0 | 0% | 0 | 0% | 0
352 | 6. Wider benefits | 6.1 Name | Item 5 | AlphaNum | 0 | 0 | 0 | 0 | 0 | 0 | 0 | 0 | 0 | 0 | 0 | 0 | 0 | 0 | 0 | 0 | 0 | 0 | 0
353 | 6. Wider benefits | 6.2 Unit | Item 5 | AlphaNum | 0 | 0 | 0 | 0% | 0 | 0% | 0 | 0% | 0 | 0% | 0 | 0 | 0 | 0 | 0 | 0 | 0 | 0 | 0
354 | 6. Wider benefits | 6.3 Baseline Ratio # Units / Measure | Item 5 | Num # | 0 | 0 | 0 | 0% | 0 | 0% | 0 | 0% | 0 | 0% | 0 | 0 | 0 | 0 | 0 | 0 | 0 | 0 | 0
355 | 6. Wider benefits | 6.4 Baseline monthly cost per unit | Item 5 | £ | 0 | 0 | 0 | 0% | 0 | 0% | 0 | 0% | 0 | 0% | 0 | 0 | 0 | 0 | 0 | 0 | 0 | 0 | 0
356 | 6. Wider benefits | 6.5 % Reduction of Number of Unit . Min | Item 5 | % | 0% | 0% | 0% | 0% | 0% | 0% | 0% | 0% | 0% | 0% | 0% | 0% | 0% | 0% | 0% | 0% | 0% | 0% | 0%
357 | 6. Wider benefits | 6.6 % Reduction of Number of Unit . Max | Item 5 | % | 0% | 0% | 0% | 0% | 0% | 0% | 0% | 0% | 0% | 0% | 0% | 0% | 0% | 0% | 0% | 0% | 0% | 0% | 0%
358 | 6. Wider benefits | 6.7 % Reduction of Unit Cost . Min | Item 5 | % | 0% | 0% | 0% | 0% | 0% | 0% | 0% | 0% | 0% | 0% | 0% | 0% | 0% | 0% | 0% | 0% | 0% | 0% | 0%
359 | 6. Wider benefits | 6.8 % Reduction of Unit Cost . Max | Item 5 | % | 0% | 0% | 0% | 0% | 0% | 0% | 0% | 0% | 0% | 0% | 0% | 0% | 0% | 0% | 0% | 0% | 0% | 0% | 0%
360 | 6. Wider benefits | 6.9 Source 1 | Item 5 | AlphaNum | 0 | 0 | 0 | 0% | 0 | 0% | 0 | 0% | 0 | 0% | 0 | 0 | 0 | 0 | 0 | 0 | 0 | 0 | 0
361 | 6. Wider benefits | 6.91 Source 2 | Item 5 | AlphaNum | 0 | 0 | 0 | 0% | 0 | 0% | 0 | 0% | 0 | 0% | 0 | 0% | 0 | 0% | 0% | 0% | 0 | 0% | 0%
362 | 6. Wider benefits | 6.92 Source 3 | Item 5 | AlphaNum | 0 | 0 | 0 | 0% | 0 | 0% | 0 | 0% | 0 | 0% | 0 | 0 | 0 | 0 | 0 | 0 | 0 | 0 | 0
363 | 6. Wider benefits | 6.93 Source 1 - Short | Item 5 | AlphaNum | 0 | 0 | 0 | 0% | 0 | 0% | 0 | 0% | 0 | 0% | 0 | 0% | 0 | 0% | 0% | 0% | 0 | 0% | 0%
364 | 6. Wider benefits | 6.92 Source 2 - Short | Item 5 | AlphaNum | 0 | 0 | 0 | 0% | 0 | 0% | 0 | 0% | 0 | 0% | 0 | 0% | 0 | 0% | 0% | 0% | 0 | 0% | 0%
365 | 6. Wider benefits | 6.93 Source 3 - Short | Item 5 | AlphaNum | 0 | 0 | 0 | 0% | 0 | 0% | 0 | 0% | 0 | 0% | 0 | 0% | 0 | 0% | 0% | 0% | 0 | 0% | 0%
366 | 7. Other Benefits | 7.1 Name | Item 1 | AlphaNum | 0 | 0 | Longer lifespan | Allows deployment of other applications | Green City Image | Green City Image | Power outages responsiveness | Community safety and wellbeing | Reduction in deploying other applications | Public safety | Positive impact on health | Ability to listen specific frequencies | Ability to prevent risk & Increase in Safety & Increase in reliability | Increases lighting ability | Data services for Traffic Management | Reduce drivers' stress | Promote city image | Greater mobility and connectivity | User friendly platform
367 | 7. Other Benefits | 7.2 source 1 | Item 1 | AlphaNum | 0 | 0 | http://mallatite.co.uk/street-lighting/retrofit-led-street-lamps/ | http://www.selc.ie/technology/softwaregui/ | https://www.smallbizdaily.com/4-ways-ev-charging-stations-can-benefit-business/ | http://www.energybc.ca/cache/solarpv/www.cetonline.org/Renewables/PV_pro_con.html | https://www.greenmatch.co.uk/blog/2015/06/advantages-and-disadvantages-of-solar-cells | https://www.excelerate-group.com/sherpa-automatic-lamp-post-climbing-cctv-delivery-system-supporting-safety-wellbeing-communities-across-northumberland/ | https://www.motorolasolutions.com/content/dam/msi/docs/products/voice-applications/wave/wave-work-group-communications-british-airways-case-study.pdf | https://www.abc.net.au/news/2017-12-11/terror-alert-speakers-cctv-rolled-out-across-melbourne-cbd/9245106 | https://www.niwa.co.nz/atmosphere/research-projects/innovative-technologies-for-air-quality | http://www.iotsens.com/sensors/sound-sensor/ | https://www.bosai-jp.org/en/solution/detail/49/search | https://www.ala.co.ke/our-services/outdoor-advertising-lamppost-advertising/ | https://www.techradar.com/news/world-of-tech/futuristic-lamp-posts-to-manage-uk-traffic-jams-618091 | https://smart-city-forum.com/images/Download/Fachgespaeche/Bad_Hersfeld_2017-06/Download/pdf_Bad%20Hersfeld_SCF2017/01-03Cleverciti%20Bad%20Hersfeld%20June%202017.pdf | https://www.citintelly.com/intelligent-street-lighting-products/streetlight-wifi-hotspot/ | https://www.electronicshub.org/wireless-communication-introduction-types-applications/ | https://www.standard.co.uk/news/london/minimasts-to-be-installed-on-lampposts-across-capital-to-boost-mobile-coverage-a3747381.html
368 | 7. Other Benefits | 7.3 source 2 | Item 1 | AlphaNum | 0 | 0 | https://www.sepco-solarlighting.com/blog/bid/145611/the-advantages-of-led-lights-for-the-environment | https://www.osram.com/ds/knowledge/street-light-control-by-osram-innovative-light-management-system-for-outdoor-areas/index.jsp | https://www.eea.europa.eu/articles/the-electric-car-2014-a-green-transport-revolution-in-the-making | http://www.environmentandsociety.org/perspectives/2018/1/article/branding-green-city | https://www.cornwallhomeshow.co.uk/benefits-battery-storage/ | https://www.kickstarter.com/projects/1287286080/the-l-eye-t-post-a-solar-cctv-lamp-posts-with-wifi | https://www.peakptt.com | https://www.theage.com.au/national/victoria/terrorwarning-loudspeakers-rolled-out-across-melbournes-cbd-20171211-h027ly.html | https://www.theage.com.au/national/victoria/street-lamps-light-the-way-for-air-pollution-monitoring-and-smoke-detection-20161205-gt4du1.html | https://www.ge.com/reports/smart-streets-are-made-of-these-san-diego-deploys-americas-first-intelligent-lighting-system/ | https://www.oase-livingwater.com/fr_FR/fountains-lakes/products/f/water-level-sensors.1000588894.html | https://fr.slideshare.net/aysharameez/reasons-why-lamp-post-advertising-is-the-best-in-dubai | https://archpaper.com/2018/11/cityiq-envisions-sensors-future-san-diego/ | https://www.nwave.io/?gclid=EAIaIQobChMI7deY3rHZ4AIVCJ3VCh0n6goGEAAYAiAAEgKJTPD_BwE | 0 | 0 | 0
369 | 7. Other Benefits | 7.4 source 3 | Item 1 | AlphaNum | 0 | 0 | 0 | https://www.citintelly.com/intelligent-street-lighting-products/street-lighting-control-system/ | 0 | https://www.renewableenergyworld.com/ugc/articles/2012/12/advantages-and-disadvantages-of-solar-photovoltaic--quick-pros-and-cons-of-solar-pv.html | 0 | 0 | 0 | 0 | http://www.hapinz.org.nz | 0 | 0 | 0 | 0 | 0 | 0 | 0 | 0
370 | 7. Other Benefits | 7.5 Source 1 - Short | Item 1 | AlphaNum | 0 | 0 | http://mallatite.co.uk/ | http://www.selc.ie/ | https://www.smallbizdaily.com/ | http://www.energybc.ca/ | https://www.greenmatch.co.uk/ | https://www.excelerate-group.com/ | https://www.motorolasolutions.com/ | https://www.abc.net.au/ | https://www.niwa.co.nz/ | http://www.iotsens.com/ | https://www.bosai-jp.org | https://www.ala.co.ke/ | https://www.techradar.com/ | https://smart-city-forum.com/ | https://www.citintelly.com/ | https://www.electronicshub.org/ | https://www.standard.co.uk/
371 | 7. Other Benefits | 7.6 Source 2 - Short | Item 1 | AlphaNum | 0 | 0 | https://www.sepco-solarlighting.com/ | https://www.osram.com/ | https://www.eea.europa.eu/ | http://www.environmentandsociety.org/ | https://www.cornwallhomeshow.co.uk/ | https://www.kickstarter.com/ | https://www.peakptt.com | https://www.theage.com.au/ | https://www.theage.com.au/ | https://www.ge.com/ | https://www.oase-livingwater.com/ | https://fr.slideshare.net/ | https://archpaper.com/ | https://www.nwave.io/ | 0 | 0 | 0
372 | 7. Other Benefits | 7.7 Source 3 - Short | Item 1 | AlphaNum | 0 | 0 | 0 | https://www.citintelly.com/ | 0 | https://www.renewableenergyworld.com/ | 0 | 0 | 0 | 0 | http://www.hapinz.org.nz | 0 | 0 | 0 | 0 | 0 | 0 | 0 | 0
373 | 7. Other Benefits | 7.1 Name | Item 2 | AlphaNum | 0 | 0 | Better color rendering | User-friendly web-platform for street light management | Increase in housing prices and district attractiveness | 0 | 0 | Environmental protection | Optimizes medical intervention | Public satisfaction | 0 | Improves Public Safety | Environment protection | Public information to citizens | Carbon savings | Urban planning - ability to develop smart parking platform | Greater mobility and connectivity | Ability to deploy new Data intensive applications | Higher Data Transmission rate
374 | 7. Other Benefits | 7.2 source 1 | Item 2 | AlphaNum | 0 | 0 | https://www.stouchlighting.com/blog/top-15-advantages-of-led-lighting | https://www.efacec.pt/en/products/elumen-street-light-central-management-system/ | Internal research | 0 | 0 | https://www.excelerate-group.com/sherpa-automatic-lamp-post-climbing-cctv-delivery-system-supporting-safety-wellbeing-communities-across-northumberland/ | https://www.peakptt.com | Alerts, Music, Event announcement..,etc | 0 | https://arxiv.org/pdf/1710.01581.pdf | http://www.libelium.com/smart_water_wsn_flood_detection/ | https://democracy.leeds.gov.uk/documents/s3419/lamp%20post%20advertising%202%20nov.pdf | http://www.libelium.com/vehicle_traffic_monitoring_bluetooth_sensors_over_zigbee/ | http://www.libelium.com/smart_parking/ | https://www.citintelly.com/intelligent-street-lighting-products/streetlight-wifi-hotspot/ | https://techcentral.co.za/joburg-lampposts-to-become-broadband-towers/50394/ | https://www.ispreview.co.uk/broadband_mobile.php
375 | 7. Other Benefits | 7.3 source 2 | Item 2 | AlphaNum | 0 | 0 | http://www.lighting.philips.co.in/systems/themes/metronomis-LED | https://financesonline.com/content-management-software-analysis-features-benefits-pricing/ | 0 | 0 | 0 | 0 | https://www.cisco.com/c/dam/en_us/about/ciscoitatwork/downloads/ciscoitatwork/pdf/Case_Study_LMR-over-IP_update.pdf | https://www.themorningbulletin.com.au/news/smart-lights-plans-enhancing-rocky-cbd-security/2768776/ | 0 | https://www.upthereeverywhere.com/blog/coming-to-a-city-near-you-very-soon.-smart-lamp-posts | https://www.researchgate.net/publication/300411474_Water_level_sensing_State_of_the_art_review_and_performance_evaluation_of_a_low-cost_measurement_system | http://www.austintexas.gov/page/street-banners | https://www.retailsensing.com/people-counting/smart-cities-pedestrian-counting/ | https://www.nwave.io/?gclid=EAIaIQobChMI7deY3rHZ4AIVCJ3VCh0n6goGEAAYAiAAEgKJTPD_BwE | 0 | https://www.electronicshub.org/wireless-communication-introduction-types-applications/ | https://technical.ly/brooklyn/2018/03/20/new-york-city-use-streetlights-wifi-hotspots/
376 | 7. Other Benefits | 7.4 source 3 | Item 2 | AlphaNum | 0 | 0 | 0 | 0 | 0 | 0 | 0 | 0 | 0 | 0 | 0 | https://www.channelnewsasia.com/news/singapore/smart-lampposts-singapore-wont-shine-light-peoples-lives-10229804 | 0 | 0 | 0 | 0 | 0 | 0 | 0
377 | 7. Other Benefits | 7.5 Source 1 - Short | Item 2 | AlphaNum | 0 | 0 | https://www.stouchlighting.com/ | https://www.efacec.pt/ | Internal research | 0 | 0 | https://www.excelerate-group.com/ | https://www.peakptt.com | https://www.themorningbulletin.com.au/ | 0 | https://arxiv.org/ | http://www.libelium.com/ | https://democracy.leeds.gov.uk/ | http://www.libelium.com/ | http://www.libelium.com/ | https://www.citintelly.com/ | https://techcentral.co.za/ | https://www.ispreview.co.uk/
378 | 7. Other Benefits | 7.6 Source 2 - Short | Item 2 | AlphaNum | 0 | 0 | http://www.lighting.philips.co.in/ | https://financesonline.com/ | 0 | 0 | 0 | 0 | https://www.cisco.com/ | 0 | 0 | https://www.upthereeverywhere.com/ | https://www.researchgate.net/ | http://www.austintexas.gov/ | https://www.retailsensing.com/ | https://www.nwave.io/ | 0 | https://www.electronicshub.org/ | https://technical.ly/
379 | 7. Other Benefits | 7.7 Source 3 - Short | Item 2 | AlphaNum | 0 | 0 | 0 | 0 | 0 | 0 | 0 | 0 | 0 | 0 | 0 | https://www.channelnewsasia.com | 0 | 0 | 0 | 0 | 0 | 0 | 0
380 | 7. Other Benefits | 7.1 Name | Item 3 | AlphaNum | 0 | 0 | Improved safety and visibility | Data collection | 0 | 0 | 0 | 0 | Public Safety & Increased Security | 0 | 0 | Increase in housing prices and district attractiveness | Economic losses | 0 | Development of Traffic App | Development of smart Parking App | Providing access to Wifi Data (WiFi, 4G, 5G) | Subscription fees to wireless communication | Data collection on users (5G)
381 | 7. Other Benefits | 7.2 source 1 | Item 3 | AlphaNum | 0 | 0 | https://www.stouchlighting.com/blog/top-15-advantages-of-led-lighting | https://www.citintelly.com/intelligent-street-lighting-products/street-lighting-control-system/ | 0 | 0 | 0 | 0 | https://www.connectingbristol.org/what-is-the-humble-lamppost/ | 0 | 0 | Internal research | http://www.libelium.com/smart_water_wsn_flood_detection/ | 0 | https://nextcity.org/daily/entry/counting-bikes-pedestrians-numina-startup | https://ercapi.lightfair.com/convdata/lightfair/brochures/lia/CurrentByGE_CityIQ_specification.pdf | https://www.techrepublic.com/article/new-led-smart-streetlight-pole-from-philips-lighting-could-be-your-next-wi-fi-hotspot/ | https://www.techrepublic.com/article/new-led-smart-streetlight-pole-from-philips-lighting-could-be-your-next-wi-fi-hotspot/ | https://www.linkedin.com/pulse/how-much-5g-coverage-you-really-get-from-lampposts-sameer/
382 | 7. Other Benefits | 7.3 source 2 | Item 3 | AlphaNum | 0 | 0 | https://www.bracknell-forest.gov.uk/street-lights-led-upgrade/about-upgrade-and-its-benefits | https://www.lumenia.com/solutions/lumenia-cms-lum-central-management-system | 0 | 0 | 0 | 0 | https://www.themorningbulletin.com.au/news/smart-lights-plans-enhancing-rocky-cbd-security/2768776/ | 0 | 0 | 0 | https://www.weather.gov/aprfc/terminology | 0 | https://archpaper.com/2018/11/cityiq-envisions-sensors-future-san-diego/ | http://www.parking-net.com/parking-news/cleverciti-systems-gmbh/sensors-integrated-street-lighting | https://nypost.com/2018/03/17/nyc-wants-to-turn-streetlights-into-high-speed-wi-fi-hotspots/ | https://nypost.com/2018/03/17/nyc-wants-to-turn-streetlights-into-high-speed-wi-fi-hotspots/ | 0
383 | 7. Other Benefits | 7.4 source 3 | Item 3 | AlphaNum | 0 | 0 | 0 | 0 | 0 | 0 | 0 | 0 | https://www.hkt.com/staticfiles/PCCWCorpsite/Press%20Release/2018/Nov/20181123ppt%20HKT%20presentation%20at%20SCJL%20Press%20Event%20FINAL.pdf | 0 | 0 | 0 | 0 | 0 | https://ercapi.lightfair.com/convdata/lightfair/brochures/lia/CurrentByGE_CityIQ_specification.pdf | http://www.germany-australia.com.au/wp-content/uploads/2017/10/Cleverciti_Presentation_Australia.pptx-Website.pdf | 0 | 0 | 0
384 | 7. Other Benefits | 7.5 Source 1 - Short | Item 3 | AlphaNum | 0 | 0 | https://www.stouchlighting.com/ | https://www.citintelly.com/ | 0 | 0 | 0 | 0 | https://www.connectingbristol.org/ | 0 | 0 | Internal research | http://www.libelium.com/ | 0 | https://nextcity.org/ | https://ercapi.lightfair.com/ | https://www.techrepublic.com/ | https://www.techrepublic.com/ | https://www.linkedin.com/
385 | 7. Other Benefits | 7.6 Source 2 - Short | Item 3 | AlphaNum | 0 | 0 | https://www.bracknell-forest.gov.uk/ | https://www.lumenia.com/ | 0 | 0 | 0 | 0 | https://www.themorningbulletin.com.au/ | 0 | 0 | 0 | https://www.weather.gov/ | 0 | https://archpaper.com/ | http://www.parking-net.com/ | https://nypost.com/ | https://nypost.com/ | 0
386 | 7. Other Benefits | 7.7 Source 3 - Short | Item 3 | AlphaNum | 0 | 0 | 0 | 0 | 0 | 0 | 0 | 0 | https://www.hkt.com/ | 0 | 0 | 0 | 0 | 0 | https://ercapi.lightfair.com/ | http://www.germany-australia.com.au/ | 0 | 0 | 0
387 | 7. Other Benefits | 7.1 Name | Item 4 | AlphaNum | 0 | 0 | 0 | Carbon savings | 0 | 0 | 0 | 0 | 0 | 0 | 0 | 0 | Reduction of damages to farmland | 0 | Ability to collect Data (demographic Data) | Development of Urban planning | Modernising the infrastructure | Increase in housing prices and district attractiveness | Possibility of exploitation for revenues
388 | 7. Other Benefits | 7.2 source 1 | Item 4 | AlphaNum | 0 | 0 | 0 | https://www.lumenia.com/solutions/lumenia-cms-lum-central-management-system | 0 | 0 | 0 | 0 | 0 | 0 | 0 | 0 | http://www.libelium.com/smart_water_wsn_flood_detection/ | 0 | https://www.straitstimes.com/tech/smart-lamp-posts-to-transmit-data | https://www.cdmsmith.com/en-ME/Client-Solutions/Insights/Smart-Solutions-for-Pedestrians-in-Smart-Cities | https://apolitical.co/solution_article/new-york-city-profit-500m-providing-free-public-wi-fi/ | Internal research | https://www.theverge.com/2018/9/7/17829270/5g-phone-cell-mobile-network-hardware
389 | 7. Other Benefits | 7.3 source 2 | Item 4 | AlphaNum | 0 | 0 | 0 | https://www.telensa.com/news/telensa-supplies-cms-system-for-leicester-citys-led-street-lighting-energy-reduction-project | 0 | 0 | 0 | 0 | 0 | 0 | 0 | 0 | https://www.weather.gov/aprfc/terminology | 0 | http://www.libelium.com/vehicle_traffic_monitoring_bluetooth_sensors_over_zigbee/ | https://www.sandiego.gov/sustainability/energy-and-water-efficiency/programs-projects/smart-city | 0 | 0 | 0
390 | 7. Other Benefits | 7.4 source 3 | Item 4 | AlphaNum | 0 | 0 | 0 | https://www.osram.com/ds/knowledge/street-light-control-by-osram-innovative-light-management-system-for-outdoor-areas/index.jsp | 0 | 0 | 0 | 0 | 0 | 0 | 0 | 0 | 0 | 0 | https://internet-of-things-innovation.com/insights/the-blog/iot-applications-smart-cities/#.XG5koS3MygQ | https://nextcity.org/daily/entry/counting-bikes-pedestrians-numina-startup | 0 | 0 | https://www.theverge.com/
391 | 7. Other Benefits | 7.5 Source 1 - Short | Item 4 | AlphaNum | 0 | 0 | 0 | https://www.lumenia.com/ | 0 | 0 | 0 | 0 | 0 | 0 | 0 | 0 | http://www.libelium.com/ | 0 | https://www.straitstimes.com/ | https://www.cdmsmith.com/ | https://apolitical.co/ | Internal research | 0
392 | 7. Other Benefits | 7.6 Source 2 - Short | Item 4 | AlphaNum | 0 | 0 | 0 | https://www.telensa.com/ | 0 | 0 | 0 | 0 | 0 | 0 | 0 | 0 | https://www.weather.gov/ | 0 | http://www.libelium.com/ | https://www.sandiego.gov/ | 0 | 0 | 0
393 | 7. Other Benefits | 7.7 Source 3 - Short | Item 4 | AlphaNum | 0 | 0 | 0 | https://www.osram.com/ | 0 | 0 | 0 | 0 | 0 | 0 | 0 | 0 | 0 | 0 | https://internet-of-things-innovation.com/ | https://nextcity.org | 0 | 0 | 0
394 | 7. Other Benefits | 7.1 Name | Item 5 | AlphaNum | 0 | 0 | 0 | 0 | 0 | 0 | 0 | 0 | 0 | 0 | 0 | 0 | 0 | 0 | Development of Urban planning | Reduction of control to parking usage | WiFi access point | 0 | Increase in housing prices and district attractiveness
395 | 7. Other Benefits | 7.2 source 1 | Item 5 | AlphaNum | 0 | 0 | 0 | 0 | 0 | 0 | 0 | 0 | 0 | 0 | 0 | 0 | 0 | 0 | https://www.cdmsmith.com/en-ME/Client-Solutions/Insights/Smart-Solutions-for-Pedestrians-in-Smart-Cities | https://www.intel.com/content/dam/www/public/us/en/documents/solution-briefs/smart-street-lights-for-brighter-savings-solutionbrief.pdf | https://www.techrepublic.com/article/new-led-smart-streetlight-pole-from-philips-lighting-could-be-your-next-wi-fi-hotspot/ | 0 | Internal research
396 | 7. Other Benefits | 7.3 source 2 | Item 5 | AlphaNum | 0 | 0 | 0 | 0 | 0 | 0 | 0 | 0 | 0 | 0 | 0 | 0 | 0 | 0 | https://www.sandiego.gov/sustainability/energy-and-water-efficiency/programs-projects/smart-city | 0 | https://nypost.com/2018/03/17/nyc-wants-to-turn-streetlights-into-high-speed-wi-fi-hotspots/ | 0 | 0
397 | 7. Other Benefits | 7.4 source 3 | Item 5 | AlphaNum | 0 | 0 | 0 | 0 | 0 | 0 | 0 | 0 | 0 | 0 | 0 | 0 | 0 | 0 | https://nextcity.org/daily/entry/counting-bikes-pedestrians-numina-startup | 0 | https://data.smgov.net/Public-Services/City-Wi-Fi-Access-Points/j485-ymdf | 0 | 0
398 | 7. Other Benefits | 7.5 Source 1 - Short | Item 5 | AlphaNum | 0 | 0 | 0 | 0 | 0 | 0 | 0 | 0 | 0 | 0 | 0 | 0 | 0 | 0 | https://www.cdmsmith.com | https://www.intel.com/ | https://www.techrepublic.com/ | 0 | Internal research
399 | 7. Other Benefits | 7.6 Source 2 - Short | Item 5 | AlphaNum | 0 | 0 | 0 | 0 | 0 | 0 | 0 | 0 | 0 | 0 | 0 | 0 | 0 | 0 | https://www.sandiego.gov/ | 0 | https://nypost.com/ | 0 | 0
400 | 7. Other Benefits | 7.7 Source 3 - Short | Item 5 | AlphaNum | 0 | 0 | 0 | 0 | 0 | 0 | 0 | 0 | 0 | 0 | 0 | 0 | 0 | 0 | https://nextcity.org/ | 0 | https://data.smgov.net/ | 0 | 0
401 | 8. Risks | 8.1 Name | Item 1 | AlphaNum | 0 | 0 | Potential Negative impact on health | Network Hacking | Grid reliability (instability and disruptions) | Vandalism | Safety risks | Cyber attack | Network and coverage Issues | Lack of public acceptance | Lack of scalability - coverage | Lack of public acceptance | Lack of scalability - coverage | Limited visibility due to the height of advertisement | Data hacking | Cyber attacks | Cyber attacks | Cyber attacks | Potential Negative impact on health
402 | 8. Risks | 8.2 source 1 | Item 1 | AlphaNum | 0 | 0 | https://www.scientificamerican.com/article/led-lightbulb-concerns/ | https://www.lumenia.com/solutions/lumenia-cms-lum-central-management-system | https://www3.nd.edu/~vgupta2/research/publications/lhgsg16.pdf | http://www.altenergy.org/renewables/solar/DIY/solar-safety.html | https://news.energysage.com/how-safe-are-solar-batteries-for-your-home/ | https://reolink.com/pros-cons-of-surveillance-cameras-in-public-places/ | http://www.telosystems.com/telo-ptt-solutions.php | https://www.ncbi.nlm.nih.gov/pmc/articles/PMC1253729/ | https://www.cbc.ca/news/technology/san-diego-smart-city-parking-1.4498964 | https://www.channelnewsasia.com/news/singapore/smart-lampposts-singapore-wont-shine-light-peoples-lives-10229804 | Internal research | https://www.showcaseoutdoor.co.uk/lamp-post-advertising-vs-billboards/ | https://ercapi.lightfair.com/convdata/lightfair/brochures/lia/CurrentByGE_CityIQ_specification.pdf | https://ercapi.lightfair.com/convdata/lightfair/brochures/lia/CurrentByGE_CityIQ_specification.pdf | https://www.staysmartonline.gov.au/protect-yourself/doing-things-safely/using-public-wireless-or-wifi-networks | https://www.electronicshub.org/wireless-communication-introduction-types-applications/ | https://www.chroniclelive.co.uk/news/north-east-news/man-scaled-lamppost-remove-5g-14672752
403 | 8. Risks | 8.3 source 2 | Item 1 | AlphaNum | 0 | 0 | https://gunnar.com/do-environmentally-friendly-led-lights-cause-blindness/ | https://northwoodswebdesigns.com/secure/index.php?rp=/knowledgebase/1/Hacking-and-Content-Management-Systems-CMS-domains.html | https://www.chargepoint.com/files/Ratepayer_Benefits_2017.pdf | http://www.solarselections.co.uk/blog/security-systems-prevent-solar-panel-theft-solar-farms-uk | https://qz.com/1133123/batteries-cant-solve-the-worlds-biggest-energy-storage-problem-one-startup-has-a-solution/ | 0 | 0 | 0 | https://media.consensys.net/how-can-blockchain-technology-help-fight-air-pollution-3bdcb1e1045f | https://eandt.theiet.org/content/articles/2018/04/privacy-concerns-over-singapore-s-sensor-packed-smart-lampposts/ | 0 | 0 | 0 | 0 | 0 | 0 | https://www.jrseco.com/radiation-5g-antennas-restricted-uncertainty-about-danger-to-public-Negative impact on health/
404 | 8. Risks | 8.4 source 3 | Item 1 | AlphaNum | 0 | 0 | 0 | 0 | 0 | 0 | 0 | 0 | 0 | 0 | 0 | https://arxiv.org/pdf/1710.01581.pdf | 0 | 0 | 0 | 0 | 0 | 0 | 0
405 | 8. Risks | 8.5 Source 1 - Short | Item 1 | AlphaNum | 0 | 0 | https://www.scientificamerican.com/ | https://www.lumenia.com/ | https://www3.nd.edu/ | http://www.altenergy.org/ | https://news.energysage.com/ | https://reolink.com/ | http://www.telosystems.com/ | https://www.ncbi.nlm.nih.gov/ | https://www.cbc.ca/ | https://www.channelnewsasia.com/ | Internal research | https://www.showcaseoutdoor.co.uk/ | https://ercapi.lightfair.com/ | https://ercapi.lightfair.com/ | https://www.staysmartonline.gov.au/ | https://www.electronicshub.org/ | https://www.chroniclelive.co.uk/
406 | 8. Risks | 8.6 Source 2 - Short | Item 1 | AlphaNum | 0 | 0 | https://gunnar.com/ | https://northwoodswebdesigns.com/ | https://www.chargepoint.com/ | http://www.solarselections.co.uk/ | https://qz.com/ | 0 | 0 | 0 | https://media.consensys.net/ | https://eandt.theiet.org/ | 0 | 0 | 0 | 0 | 0 | 0 | https://www.jrseco.com/
407 | 8. Risks | 8.7 Source 3 - Short | Item 1 | AlphaNum | 0 | 0 | 0 | 0 | 0 | 0 | 0 | 0 | 0 | 0 | 0 | https://arxiv.org/ | 0 | 0 | 0 | 0 | 0 | 0 | 0
408 | 8. Risks | 8.1 Name | Item 2 | AlphaNum | 0 | 0 | Harm to animals | Network crash | Security and safety risks (extreme weather, collisions, vandalism). | Bad weather (sunlight) | Vandalism | Vandalism | Vandalism | Sound coverage | 0 | Cyber attacks(Hacking and Data leaks) | 0 | 0 | 0 | Public acceptance | Connectivity | Network interference | Environmental risks
409 | 8. Risks | 8.2 source 1 | Item 2 | AlphaNum | 0 | 0 | https://spectrum.ieee.org/green-tech/conservation/led-streetlights-are-giving-neighborhoods-the-blues | https://www.lumenia.com/solutions/lumenia-cms-lum-central-management-system | https://www.globalindustrial.com/site/images/ideal-shield/ev-charging-station.pdf | https://reneweconomy.com.au/solar-photovoltaics-and-wind-energy-the-climate-change-solution-69448/ | http://www.altenergy.org/renewables/solar/DIY/solar-safety.html | https://www.kickstarter.com/projects/1287286080/the-l-eye-t-post-a-solar-cctv-lamp-posts-with-wifi | https://www.interphone-video.com/kit-controle-d-acces-fermax-contact-a-cle-ptt-platine-anti-vandalisme-472xbc1060-3608.html | http://streetsoundswireless.airnetix.com/FAQs.htm | 0 | https://www.channelnewsasia.com/news/singapore/smart-lampposts-singapore-wont-shine-light-peoples-lives-10229804 | 0 | 0 | 0 | https://www.europeanparking.eu/media/1279/12122014_push_pull_a4_en.pdf | http://wjbq.com/portlands-new-led-street-lights-with-public-wi-fi-are-showing-up/ | https://www.electronicshub.org/wireless-communication-introduction-types-applications/ | http://emfsafetynetwork.org/how-to-oppose-small-cell-5g-towers/
410 | 8. Risks | 8.3 source 2 | Item 2 | AlphaNum | 0 | 0 | https://www.sciencedaily.com/releases/2018/06/180612090618.htm | https://www.smart-energy.com/regional-news/europe-uk/street-lighting-problems-and-solutions/ | http://mtmcongress.com/proceedngs/2017/Winter/2/25.RISKS%20AND%20SAFETY%20ISSUES%20RELATED%20TO%20USE%20OF%20ELECTRIC%20AND%20HYBRID%20VEHICLES.pdf | https://www.offsetsolar.com/blogs/offset-solar-blog/how-bad-weather-affects-solar | https://books.google.fr/books?id=uw_NBQAAQBAJ&pg=PA273&lpg=PA273&dq=vandilism+energy+storage+battery&source=bl&ots=wo6DEFFH7P&sig=ACfU3U3c878AWJ_WIazWyIi8VWJrMsKoAA&hl=fr&sa=X&ved=2ahUKEwj6t-GvuZ_gAhWHyoUKHZqpCSEQ6AEwC3oECAEQAQ#v=onepage&q=vandilism%20energy%20storage%20battery&f=false | https://en.wikipedia.org/wiki/Closed-circuit_television | 0 | 0 | 0 | https://arxiv.org/pdf/1710.01581.pdf | 0 | 0 | 0 | 0 | https://muftwifi.com/how-to-start-a-public-wifi-zone-business/ | 0 | 0
411 | 8. Risks | 8.4 source 3 | Item 2 | AlphaNum | 0 | 0 | 0 | 0 | 0 | 0 | 0 | 0 | 0 | 0 | 0 | 0 | 0 | 0 | 0 | 0 | 0 | 0 | 0
412 | 8. Risks | 8.5 Source 1 - Short | Item 2 | AlphaNum | 0 | 0 | https://spectrum.ieee.org | https://www.lumenia.com/ | https://www.globalindustrial.com/ | https://reneweconomy.com.au/ | http://www.altenergy.org/ | https://www.kickstarter.com/ | http://www.telosystems.com/ | http://streetsoundswireless.airnetix.com/ | 0 | https://www.channelnewsasia.com/ | 0 | 0 | 0 | https://www.europeanparking.eu/ | http://wjbq.com/ | https://www.electronicshub.org/ | http://emfsafetynetwork.org/
413 | 8. Risks | 8.6 Source 2 - Short | Item 2 | AlphaNum | 0 | 0 | https://www.sciencedaily.com/ | https://www.smart-energy.com/ | http://mtmcongress.com/ | https://www.offsetsolar.com/ | https://books.google.fr/ | https://en.wikipedia.org/ | 0 | 0 | 0 | https://arxiv.org/ | 0 | 0 | 0 | 0 | https://muftwifi.com/ | 0 | 0
414 | 8. Risks | 8.7 Source 3 - Short | Item 2 | AlphaNum | 0 | 0 | 0 | 0 | 0 | 0 | 0 | 0 | 0 | 0 | 0 | 0 | 0 | 0 | 0 | 0 | 0 | 0 | 0
415 | 8. Risks | 8.1 Name | Item 3 | AlphaNum | 0 | 0 | Lack of public acceptance | 0 | 0 | 0 | 0 | Lack of public acceptance | 0 | 0 | 0 | Lack of scalability - coverage | 0 | 0 | 0 | 0 | 0 | Potential Negative impact on health | 0
416 | 8. Risks | 8.2 source 1 | Item 3 | AlphaNum | 0 | 0 | https://spectrum.ieee.org/green-tech/conservation/led-streetlights-are-giving-neighborhoods-the-blues | 0 | 0 | 0 | 0 | https://reolink.com/pros-cons-of-surveillance-cameras-in-public-places/ | 0 | 0 | 0 | https://arxiv.org/pdf/1710.01581.pdf | 0 | 0 | 0 | 0 | 0 | https://www.electronicshub.org/wireless-communication-introduction-types-applications/ | 0
417 | 8. Risks | 8.3 source 2 | Item 3 | AlphaNum | 0 | 0 | https://www.researchgate.net/publication/303547833_A_study_of_Acceptance_of_LED_Bulbs | 0 | 0 | 0 | 0 | 0 | 0 | 0 | 0 | https://www.cbc.ca/news/technology/san-diego-smart-city-parking-1.4498964 | 0 | 0 | 0 | 0 | 0 | 0 | 0
418 | 8. Risks | 8.4 source 3 | Item 3 | AlphaNum | 0 | 0 | 0 | 0 | 0 | 0 | 0 | 0 | 0 | 0 | 0 | 0 | 0 | 0 | 0 | 0 | 0 | 0 | 0
419 | 8. Risks | 8.5 Source 1 - Short | Item 3 | AlphaNum | 0 | 0 | https://spectrum.ieee.org | 0 | 0 | 0 | 0 | https://reolink.com/ | 0 | 0 | 0 | https://arxiv.org/ | 0 | 0 | 0 | 0 | 0 | https://www.electronicshub.org/ | 0
420 | 8. Risks | 8.6 Source 2 - Short | Item 3 | AlphaNum | 0 | 0 | https://www.researchgate.net/ | 0 | 0 | 0 | 0 | 0 | 0 | 0 | 0 | https://www.cbc.ca/ | 0 | 0 | 0 | 0 | 0 | 0 | 0
421 | 8. Risks | 8.7 Source 3 - Short | Item 3 | AlphaNum | 0 | 0 | 0 | 0 | 0 | 0 | 0 | 0 | 0 | 0 | 0 | 0 | 0 | 0 | 0 | 0 | 0 | 0 | 0
422 | 8. Risks | 8.1 Name | Item 4 | AlphaNum | 0 | 0 | 0 | 0 | 0 | 0 | 0 | 0 | 0 | 0 | 0 | Sensitivity to high temperature | 0 | 0 | 0 | 0 | 0 | 0 | 0
423 | 8. Risks | 8.2 source 1 | Item 4 | AlphaNum | 0 | 0 | 0 | 0 | 0 | 0 | 0 | 0 | 0 | 0 | 0 | https://arxiv.org/pdf/1710.01581.pdf | 0 | 0 | 0 | 0 | 0 | 0 | 0
424 | 8. Risks | 8.3 source 2 | Item 4 | AlphaNum | 0 | 0 | 0 | 0 | 0 | 0 | 0 | 0 | 0 | 0 | 0 | http://www.ijesi.org/papers/Vol(2)3%20(Version-3)/J236069.pdf | 0 | 0 | 0 | 0 | 0 | 0 | 0
425 | 8. Risks | 8.4 source 3 | Item 4 | AlphaNum | 0 | 0 | 0 | 0 | 0 | 0 | 0 | 0 | 0 | 0 | 0 | 0 | 0 | 0 | 0 | 0 | 0 | 0 | 0
426 | 8. Risks | 8.5 Source 1 - Short | Item 4 | AlphaNum | 0 | 0 | 0 | 0 | 0 | 0 | 0 | 0 | 0 | 0 | 0 | 0 | 0 | 0 | 0 | 0 | 0 | 0 | 0
427 | 8. Risks | 8.6 Source 2 - Short | Item 4 | AlphaNum | 0 | 0 | 0 | 0 | 0 | 0 | 0 | 0 | 0 | 0 | 0 | 0 | 0 | 0 | 0 | 0 | 0 | 0 | 0
428 | 8. Risks | 8.7 Source 3 - Short | Item 4 | AlphaNum | 0 | 0 | 0 | 0 | 0 | 0 | 0 | 0 | 0 | 0 | 0 | 0 | 0 | 0 | 0 | 0 | 0 | 0 | 0
429 | 8. Risks | 8.1 Name | Item 5 | AlphaNum | 0 | 0 | 0 | 0 | 0 | 0 | 0 | 0 | 0 | 0 | 0 | 0 | 0 | 0 | 0 | 0 | 0 | 0 | 0
430 | 8. Risks | 8.2 source 1 | Item 5 | AlphaNum | 0 | 0 | 0 | 0 | 0 | 0 | 0 | 0 | 0 | 0 | 0 | 0 | 0 | 0 | 0 | 0 | 0 | 0 | 0
431 | 8. Risks | 8.3 source 2 | Item 5 | AlphaNum | 0 | 0 | 0 | 0 | 0 | 0 | 0 | 0 | 0 | 0 | 0 | 0 | 0 | 0 | 0 | 0 | 0 | 0 | 0
432 | 8. Risks | 8.4 source 3 | Item 5 | AlphaNum | 0 | 0 | 0 | 0 | 0 | 0 | 0 | 0 | 0 | 0 | 0 | 0 | 0 | 0 | 0 | 0 | 0 | 0 | 0
433 | 8. Risks | 8.5 Source 1 - Short | Item 5 | AlphaNum | 0 | 0 | 0 | 0 | 0 | 0 | 0 | 0 | 0 | 0 | 0 | 0 | 0 | 0 | 0 | 0 | 0 | 0 | 0
434 | 8. Risks | 8.6 Source 2 - Short | Item 5 | AlphaNum | 0 | 0 | 0 | 0 | 0 | 0 | 0 | 0 | 0 | 0 | 0 | 0 | 0 | 0 | 0 | 0 | 0 | 0 | 0
435 | 8. Risks | 8.7 Source 3 - Short | Item 5 | AlphaNum | 0 | 0 | 0 | 0 | 0 | 0 | 0 | 0 | 0 | 0 | 0 | 0 | 0 | 0 | 0 | 0 | 0 | 0 | 0

## Outputs 1
Simulation Parameters | Scénario 1
Baseline # Lamppost | 554000
Implementation period | 4
LampPost duration | 10
Scenario | Minimum
Greater London 4 Years deployment simulation | YEAR 1 | YEAR 2 | YEAR 3 | YEAR 4 | YEAR 5 | YEAR 6 | YEAR 7 | YEAR 8 | YEAR 9 | YEAR 10
1) Investment | 275567107.5 | 275567107.5 | 275567107.5 | 275567107.5 | 0 | 0 | 0 | 0 | 0 | 0
Capex schedule | Minimum YEAR 1: 25%; Minimum YEAR 2: 25%; Minimum YEAR 3: 25%; Minimum YEAR 4: 25%
Capex | 52799317.5 | 52799317.5 | 52799317.5 | 52799317.5 | 0 | 0 | 0 | 0 | 0 | 0
Implementation Cost | 222767790 | 222767790 | 222767790 | 222767790 | 0 | 0 | 0 | 0 | 0 | 0
2) Opex | 35514978 | 106544934 | 177574890 | 248604846 | 284119824 | 284119824 | 284119824 | 284119824 | 284119824 | 284119824
Opex schedule | 12.5% | 37.5% | 62.5% | 87.5% | 100% | 100% | 100% | 100% | 100% | 100%
3) Revenues | 6446067 | 19338201 | 32230335 | 45122469 | 51568536 | 51568536 | 51568536 | 51568536 | 51568536 | 51568536
User fee - Membership card | 6648 | 19944 | 33240 | 46536 | 53184 | 53184 | 53184 | 53184 | 53184 | 53184
Electricity charging fees | 436275 | 1308825 | 2181375 | 3053925 | 3490200 | 3490200 | 3490200 | 3490200 | 3490200 | 3490200
Fees for parking-services | 378105 | 1134315 | 1890525 | 2646735 | 3024840 | 3024840 | 3024840 | 3024840 | 3024840 | 3024840
Advertisement | 5401500 | 16204500 | 27007500 | 37810500 | 43212000 | 43212000 | 43212000 | 43212000 | 43212000 | 43212000
Access to Wifi point | 223539 | 670617 | 1117695 | 1564773 | 1788312 | 1788312 | 1788312 | 1788312 | 1788312 | 1788312
4) Cash Releasing benefits | 68751954 | 206255862 | 343759770 | 481263678 | 550015632 | 550015632 | 550015632 | 550015632 | 550015632 | 550015632
Reduction of Electricity costs | 50677704 | 152033112 | 253388520 | 354743928 | 405421632 | 405421632 | 405421632 | 405421632 | 405421632 | 405421632
Reduction of light Maintenance costs | 18074250 | 54222750 | 90371250 | 126519750 | 144594000 | 144594000 | 144594000 | 144594000 | 144594000 | 144594000
6) Wider Benefits | 62469096.0391 | 187407288.1174 | 312345480.1957 | 437283672.2739 | 499752768.3131 | 499752768.3131 | 499752768.3131 | 499752768.3131 | 499752768.3131 | 499752768.3131
Carbon savings | 327746.4 | 983239.2 | 1638732 | 2294224.8 | 2621971.2 | 2621971.2 | 2621971.2 | 2621971.2 | 2621971.2 | 2621971.2
Reduction of cabling Maintenance | 16620 | 49860 | 83100 | 116340 | 132960 | 132960 | 132960 | 132960 | 132960 | 132960
Crime reduction & prevention | 25927200 | 77781600 | 129636000 | 181490400 | 207417600 | 207417600 | 207417600 | 207417600 | 207417600 | 207417600
Improved security surveillance system | 305043.48 | 915130.44 | 1525217.4 | 2135304.36 | 2440347.84 | 2440347.84 | 2440347.84 | 2440347.84 | 2440347.84 | 2440347.84
Reduction of flood cost | 7512539.4126 | 22537618.2379 | 37562697.0631 | 52587775.8884 | 60100315.301 | 60100315.301 | 60100315.301 | 60100315.301 | 60100315.301 | 60100315.301
Reduces number of traffic accidents | 458346.7465 | 1375040.2395 | 2291733.7326 | 3208427.2256 | 3666773.9721 | 3666773.9721 | 3666773.9721 | 3666773.9721 | 3666773.9721 | 3666773.9721
Reduction in congestion time due to traffic monitoring | 27921600 | 83764800 | 139608000 | 195451200 | 223372800 | 223372800 | 223372800 | 223372800 | 223372800 | 223372800
Net Cash
8) Net Cash per year | -235884064.5 | -156517978.5 | -77151892.5 | 2214193.5 | 317464344 | 317464344 | 317464344 | 317464344 | 317464344 | 317464344
9) Cumulated net cash | -235884064.5 | -392402043 | -469553935.5 | -467339742 | -149875398 | 167588946 | 485053290 | 802517634 | 1119981978 | 1437446322
Net societal cash
10) Societal net cash from operations (per Year) | -173414968.4609 | 30889309.6174 | 235193587.6957 | 439497865.7739 | 817217112.3131 | 817217112.3131 | 817217112.3131 | 817217112.3131 | 817217112.3131 | 817217112.3131
11) Cumulated net societal cash | -173414968.4609 | -142525658.8435 | 92667928.8522 | 532165794.6262 | 1349382906.9393 | 2166600019.2523 | 2983817131.5654 | 3801034243.8785 | 4618251356.1916 | 5435468468.5047

## Synthèse
Cash Benefits Simulation | Combined all Use cases | Obvious Candidates | Dilemna | Necessity | 1. Pole | 2. Lighting | 3. Energy | 4. Public Safety | 5. Environmental Monitoring | 6. Signage | 7. Movement Monitoring | 8. Connectivity | 3. Energy + 2. Lighting | 6. Photo Voltaic (PV) + 7. Energy Storage (and DC Supply) | 3. LED upgrade only + 4. Control lighting management system (CMS) | 1. Lampost |  | 2. Lighting |  | 3. Energy |  |  | 4. Public Safety |  |  | 5. Environmental Monitoring |  |  | 6. Signage | 7. Movement Monitoring |  | 8. Connectivity |  |  | ALL Use Cases Individual | ALL Use Cases Individual excl Smart Lamppost | Delta (2) - Combined
[16 empty] | 1. Pole | 2. Smart Lampost | 3. LED upgrade only | 4. Control lighting management system (CMS) | 5. Electric Vehicle Charging Point | 6. Photo Voltaic (PV) | 7. Energy Storage (and DC Supply) | 8. CCTV | 9. Push To Talk (PTT) | 10. Public speakers Alert | 11. Air Quality Sensor | 12. Noise Sensor | 13. Water Level Sensor | 14. Public Information & Advertising | 15. Traffic Monitoring (People and Vehicles) | 16. Parking Management | 17. Wifi | 18. Wireless Communication | 19. 5G
Scope
Baseline # Lampposts | 554000 |  |  |  | 554000 | 554000 | 554000 | 554000 | 554000 | 554000 | 554000 | 554000 | 554000 | 554000 | 554000 | 554000 | 554000 | 554000 | 554000 | 554000 | 554000 | 554000 | 554000 | 554000 | 554000 | 554000 | 554000 | 554000 | 554000 | 554000 | 554000 | 554000 | 554000 | 554000
# Lamppost in scope | 470900 |  |  |  | 387800 | 554000 | 304700 | 554000 | 554000 | 554000 | 554000 | 554000 | 554000 | 554000 | 554000 | 387800 | 387800 | 554000 | 554000 | 55400 | 554000 | 554000 | 554000 | 554000 | 554000 | 554000 | 554000 | 554000 | 554000 | 554000 | 554000 | 554000 | 554000 | 554000
# Capex units | 113916.25 |  |  |  | 387800 | 554000 | 29085 | 27700 | 46166.6667 | 27700 | 83100 | 31393.3333 | 304700 | 55400 | 554000 | 387800 | 387800 | 554000 | 554000 | 2770 | 55400 | 55400 | 27700 | 27700 | 27700 | 55400 | 55400 | 27700 | 27700 | 110800 | 55400 | 27700 | 55400 | 11080
1) Investment | 1102268430 | 342398690 | 68466740 | 691403000 | 519652000 | 213535520 | 105733670 | 76175100 | 51832000 | 14404000 | 82793240 | 38142900 | 317133520 | 103598000 | 213535520 | 519652000 | 824462800 | 142932000 | 70603520 | 2135670 | 70358000 | 33240000 | 14404100 | 55400000 | 6371000 | 28265000 | 8875000 | 14692000 | 14404000 | 30495640 | 52297600 | 8725500 | 24653000 | 4764400 | 1926731230 | 1102268430 | 0
Capex | 211197270 |  |  |  | 54292000 | 55565120 | 37381150 | 17174100 | 12218000 | 9695000 | 21631000 | 3240900 | 91575120 | 36010000 | 55565120 | 54292000 | 814380000 | 33240000 | 22325120 | 1371150 | 19944000 | 16066000 | 6648100 | 8310000 | 2216000 | 11090000 | 287000 | 841000 | 9695000 | 1687000 | 19944000 | 415500 | 2493000 | 332400 | 1025577270 | 211197270 | 0
Implementation Cost | 891071160 |  |  |  | 465360000 | 157970400 | 68352520 | 59001000 | 39614000 | 4709000 | 61162240 | 34902000 | 225558400 | 67588000 | 157970400 | 465360000 | 10082800 | 109692000 | 48278400 | 764520 | 50414000 | 17174000 | 7756000 | 47090000 | 4155000 | 17175000 | 8588000 | 13851000 | 4709000 | 28808640 | 32353600 | 8310000 | 22160000 | 4432000 | 901153960 | 891071160 | 0
2) Opex | 284119824 |  |  |  | 23268000 | 80378064 | 14605656 | 14293200 | 4986504 | 1662000 | 139608000 | 5318400 | 93009264 | 12631200 | 80378064 | 23268000 | 34902000 | 39888000 | 40490064 | 1974456 | 8642400 | 3988800 | 12631200 | 1329600 | 332400 | 1994568 | 1994568 | 997368 | 1662000 | 130300800 | 9307200 | 1329600 | 3324000 | 664800 | 319021824 | 284119824 | 0
3) Revenues | 51568536 |  |  |  | 0 | 0 | 6568224 | 0 | 0 | 43212000 | 0 | 1788312 | 0 | 0 | 0 | 0 | 0 | 0 | 0 | 6568224 | 0 | 0 | 0 | 0 | 0 | 0 | 0 | 0 | 43212000 | 0 | 0 | 1788312 | 0 | 0 | 51568536 | 51568536 | 0
User fee - Membership card | 53184 |  |  |  | 0 | 0 | 53184 | 0 | 0 | 0 | 0 | 0 | 0 | 0 | 0 |  |  |  |  | 53184 | [14 empty] | 53184 | 53184 | 0
Electricity charging fees | 3490200 |  |  |  | 0 | 0 | 3490200 | 0 | 0 | 0 | 0 | 0 | 0 | 0 | 0 |  |  |  |  | 3490200 | [14 empty] | 3490200 | 3490200 | 0
Fees for parking-services | 3024840 |  |  |  | 0 | 0 | 3024840 | 0 | 0 | 0 | 0 | 0 | 0 | 0 | 0 |  |  |  |  | 3024840 | [14 empty] | 3024840 | 3024840 | 0
Advertisement | 43212000 |  |  |  | 0 | 0 | 0 | 0 | 0 | 43212000 | 0 | 0 | 0 | 0 | 0 | [13 empty] | 43212000 | [5 empty] | 43212000 | 43212000 | 0
Access to Wifi point | 1788312 |  |  |  | 0 | 0 | 0 | 0 | 0 | 0 | 0 | 1788312 | 0 | 0 | 0 | [16 empty] | 1788312 |  |  | 1788312 | 1788312 | 0
4) Cash Releasing benefits | 550015632 |  |  |  | 0 | 419821200 | 306339840 | 0 | 0 | 0 | 0 | 0 | 550015632 | 306339840 | 419821200 | 0 | 0 | 339048000 | 161546400 | 0 | 191462400 | 191462400 | 0 | 0 | 0 | 0 | 0 | 0 | 0 | 0 | 0 | 0 | 0 | 0 | 883519200 | 883519200 | 333503568
Reduction of Electricity costs | 405421632 |  |  |  | 0 | 275227200 | 306339840 | 0 | 0 | 0 | 0 | 0 | 405421632 | 306339840 | 275227200 |  |  | 239328000 | 71798400 |  | 191462400 | 191462400 | [12 empty] | 694051200 | 694051200 | 288629568
Reduction of light Maintenance costs | 144594000 |  |  |  | 0 | 144594000 | 0 | 0 | 0 | 0 | 0 | 0 | 144594000 |  | 144594000 |  |  | 99720000 | 89748000 | [15 empty] | 189468000 | 189468000 | 44874000
5) Net Cash from operations (per Year) (4+3-2) | 317464344 |  |  |  | -23268000 | 339443136 | 298302408 | -14293200 | -4986504 | 41550000 | -139608000 | -3530088 | 457006368 | 293708640 | 339443136 | -23268000 | -34902000 | 299160000 | 121056336 | 4593768 | 182820000 | 187473600 | -12631200 | -1329600 | -332400 | -1994568 | -1994568 | -997368 | 41550000 | -130300800 | -9307200 | 458712 | -3324000 | -664800 | 616065912 | 650967912 | 333503568
6) Wider Cash Benefits | 499752768.3131 |  |  |  | 0 | 723302.4 | 1669977.6 | 207417600 | 62902314.341 | 0 | 227039573.9721 | 0 | 2393280 | 1669977.6 | 723302.4 | 0 | 0 | 361651.2 | 361651.2 | 0 | 1537017.6 | 132960 | 207417600 | 0 | 0 | 361651.2 | 2440347.84 | 60100315.301 | 0 | 227039573.9721 | 0 | 0 | 0 | 0 | 499752768.3131 | 499752768.3131 | 0
Carbon savings | 2621971.2 |  |  |  | 0 | 723302.4 | 1537017.6 | 0 | 361651.2 | 0 | 0 | 0 | 2260320 | 1537017.6 | 723302.4 |  |  | 361651.2 | 361651.2 |  | 1537017.6 |  |  |  |  | 361651.2 | [8 empty] | 2621971.2 | 2621971.2 | 0
Reduction of cabling Maintenance | 132960 |  |  |  | 0 | 0 | 132960 | 0 | 0 | 0 | 0 | 0 | 132960 | 132960 | [7 empty] | 132960 | [12 empty] | 132960 | 132960 | 0
Crime reduction & prevention | 207417600 |  |  |  | 0 | 0 | 0 | 207417600 | 0 | 0 | 0 | 0 | [10 empty] | 207417600 | [11 empty] | 207417600 | 207417600 | 0
Improved security surveillance system | 2440347.84 |  |  |  | 0 | 0 | 0 | 0 | 2440347.84 | 0 | 0 | 0 | [14 empty] | 2440347.84 | [7 empty] | 2440347.84 | 2440347.84 | 0
Reduction of flood cost | 60100315.301 |  |  |  | 0 | 0 | 0 | 0 | 60100315.301 | 0 | 0 | 0 | [15 empty] | 60100315.301 | [6 empty] | 60100315.301 | 60100315.301 | 0
Reduces number of traffic accidents | 3666773.9721 |  |  |  | 0 | 0 | 0 | 0 | 0 | 0 | 3666773.9721 | 0 | [17 empty] | 3666773.9721 |  |  |  |  | 3666773.9721 | 3666773.9721 | 0
Reduction in congestion time due to traffic monitoring | 223372800 |  |  |  | 0 | 0 | 0 | 0 | 0 | 0 | 223372800 | 0 | [17 empty] | 223372800 |  |  |  |  | 223372800 | 223372800 | 0
7) Net Societal Cash from operations (per Year) (5+6) | 817217112.3131 |  |  |  | -23268000 | 340166438.4 | 299972385.6 | 193124400 | 57915810.341 | 41550000 | 87431573.9721 | -3530088 | 459399648 | 295378617.6 | 340166438.4 | -23268000 | -34902000 | 299521651.2 | 121417987.2 | 4593768 | 184357017.6 | 187606560 | 194786400 | -1329600 | -332400 | -1632916.8 | 445779.84 | 59102947.301 | 41550000 | 96738773.9721 | -9307200 | 458712 | -3324000 | -664800 | 1115818680.3131 | 1150720680.3131 | 333503568
RATIOS
8) Investment cost / Total # of Lampposts in Scope | 2340.7697 |  |  |  | 1340 | 385.4432 | 347.0091 | 137.5002 | 93.5596 | 26 | 149.4463 | 68.85 | 572.4432 | 187 | 385.4432 | 1340 | 2126 | 258 | 127.4432 | 38.55 | 127 | 60 | 26.0002 | 100 | 11.5 | 51.0199 | 16.0199 | 26.5199 | 26 | 55.0463 | 94.4 | 15.75 | 44.5 | 8.6
9) Nat cash per year / Investment | 28.8% |  |  |  | -4.478% | 159% | 282.1% | -18.76% | -9.621% | 288.5% | -168.6% | -9.255% | 144.1% | 283.5% | 159% | -4.478% | -4.233% | 209.3% | 171.5% | 215.1% | 259.8% | 564% | -87.69% | -2.4% | -5.217% | -7.057% | -22.47% | -6.789% | 288.5% | -427.3% | -17.8% | 5.257% | -13.48% | -13.95%
10) Net societal cash per year / investment | 74.14% |  |  |  | -4.478% | 159.3% | 283.7% | 253.5% | 111.7% | 288.5% | 105.6% | -9.255% | 144.9% | 285.1% | 159.3% | -4.478% | -4.233% | 209.6% | 172% | 215.1% | 262% | 564.4% | 1352% | -2.4% | -5.217% | -5.777% | 5.023% | 402.3% | 288.5% | 317.2% | -17.8% | 5.257% | -13.48% | -13.95%
Horizontal %
1) Investment | 100% |  |  |  | 47.14% | 19.37% | 9.592% | 6.911% | 4.702% | 1.307% | 7.511% | 3.46% | 28.77% | 9.399% | 19.37% | 47.14% | 74.8% | 12.97% | 6.405% | 0.1938% | 6.383% | 3.016% | 1.307% | 5.026% | 0.578% | 2.564% | 0.8052% | 1.333% | 1.307% | 2.767% | 4.745% | 0.7916% | 2.237% | 0.4322%
Capex | 100% |  |  |  | 25.71% | 26.31% | 17.7% | 8.132% | 5.785% | 4.59% | 10.24% | 1.535% | 43.36% | 17.05% | 26.31% | 25.71% | 385.6% | 15.74% | 10.57% | 0.6492% | 9.443% | 7.607% | 3.148% | 3.935% | 1.049% | 5.251% | 0.1359% | 0.3982% | 4.59% | 0.7988% | 9.443% | 0.1967% | 1.18% | 0.1574%
Implementation Cost | 100% |  |  |  | 52.22% | 17.73% | 7.671% | 6.621% | 4.446% | 0.5285% | 6.864% | 3.917% | 25.31% | 7.585% | 17.73% | 52.22% | 1.132% | 12.31% | 5.418% | 0.0858% | 5.658% | 1.927% | 0.8704% | 5.285% | 0.4663% | 1.927% | 0.9638% | 1.554% | 0.5285% | 3.233% | 3.631% | 0.9326% | 2.487% | 0.4974%
2) Opex | 100% |  |  |  | 8.19% | 28.29% | 5.141% | 5.031% | 1.755% | 0.585% | 49.14% | 1.872% | 32.74% | 4.446% | 28.29% | 8.19% | 12.28% | 14.04% | 14.25% | 0.6949% | 3.042% | 1.404% | 4.446% | 0.468% | 0.117% | 0.702% | 0.702% | 0.351% | 0.585% | 45.86% | 3.276% | 0.468% | 1.17% | 0.234%
3) Revenues | 100% |  |  |  | 0% | 0% | 12.74% | 0% | 0% | 83.8% | 0% | 3.468% | 0% | 0% | 0% | 0% | 0% | 0% | 0% | 12.74% | 0% | 0% | 0% | 0% | 0% | 0% | 0% | 0% | 83.8% | 0% | 0% | 3.468% | 0% | 0%
User fee - Membership card | 100% |  |  |  | 0% | 0% | 100% | 0% | 0% | 0% | 0% | 0% | 0% | 0% | 0% | 0% | 0% | 0% | 0% | 100% | 0% | 0% | 0% | 0% | 0% | 0% | 0% | 0% | 0% | 0% | 0% | 0% | 0% | 0%
Electricity charging fees | 100% |  |  |  | 0% | 0% | 100% | 0% | 0% | 0% | 0% | 0% | 0% | 0% | 0% | 0% | 0% | 0% | 0% | 100% | 0% | 0% | 0% | 0% | 0% | 0% | 0% | 0% | 0% | 0% | 0% | 0% | 0% | 0%
Fees for parking-services | 100% |  |  |  | 0% | 0% | 100% | 0% | 0% | 0% | 0% | 0% | 0% | 0% | 0% | 0% | 0% | 0% | 0% | 100% | 0% | 0% | 0% | 0% | 0% | 0% | 0% | 0% | 0% | 0% | 0% | 0% | 0% | 0%
Advertisement | 100% |  |  |  | 0% | 0% | 0% | 0% | 0% | 100% | 0% | 0% | 0% | 0% | 0% | 0% | 0% | 0% | 0% | 0% | 0% | 0% | 0% | 0% | 0% | 0% | 0% | 0% | 100% | 0% | 0% | 0% | 0% | 0%
Access to Wifi point | 100% |  |  |  | 0% | 0% | 0% | 0% | 0% | 0% | 0% | 100% | 0% | 0% | 0% | 0% | 0% | 0% | 0% | 0% | 0% | 0% | 0% | 0% | 0% | 0% | 0% | 0% | 0% | 0% | 0% | 100% | 0% | 0%
4) Cash Releasing benefits | 100% |  |  |  | 0% | 76.33% | 55.7% | 0% | 0% | 0% | 0% | 0% | 100% | 55.7% | 76.33% | 0% | 0% | 61.64% | 29.37% | 0% | 34.81% | 34.81% | 0% | 0% | 0% | 0% | 0% | 0% | 0% | 0% | 0% | 0% | 0% | 0%
Reduction of Electricity costs | 100% |  |  |  | 0% | 67.89% | 75.56% | 0% | 0% | 0% | 0% | 0% | 100% | 75.56% | 67.89% | 0% | 0% | 59.03% | 17.71% | 0% | 47.23% | 47.23% | 0% | 0% | 0% | 0% | 0% | 0% | 0% | 0% | 0% | 0% | 0% | 0%
Reduction of light Maintenance costs | 100% |  |  |  | 0% | 100% | 0% | 0% | 0% | 0% | 0% | 0% | 100% | 0% | 100% | 0% | 0% | 68.97% | 62.07% | 0% | 0% | 0% | 0% | 0% | 0% | 0% | 0% | 0% | 0% | 0% | 0% | 0% | 0% | 0%
5) Net Cash from operations (per Year) (4+3-2) | 100% |  |  |  | -7.329% | 106.9% | 93.96% | -4.502% | -1.571% | 13.09% | -43.98% | -1.112% | 144% | 92.52% | 106.9% | -7.329% | -10.99% | 94.23% | 38.13% | 1.447% | 57.59% | 59.05% | -3.979% | -0.4188% | -0.1047% | -0.6283% | -0.6283% | -0.3142% | 13.09% | -41.04% | -2.932% | 0.1445% | -1.047% | -0.2094%
6) Wider Cash Benefits | 100% |  |  |  | 0% | 0.1447% | 0.3342% | 41.5% | 12.59% | 0% | 45.43% | 0% | 0.4789% | 0.3342% | 0.1447% | 0% | 0% | 0.07237% | 0.07237% | 0% | 0.3076% | 0.02661% | 41.5% | 0% | 0% | 0.07237% | 0.4883% | 12.03% | 0% | 45.43% | 0% | 0% | 0% | 0%
Carbon savings | 100% |  |  |  | 0% | 27.59% | 58.62% | 0% | 13.79% | 0% | 0% | 0% | 86.21% | 58.62% | 27.59% | 0% | 0% | 13.79% | 13.79% | 0% | 58.62% | 0% | 0% | 0% | 0% | 13.79% | 0% | 0% | 0% | 0% | 0% | 0% | 0% | 0%
Reduction of cabling Maintenance | 100% |  |  |  | 0% | 0% | 100% | 0% | 0% | 0% | 0% | 0% | 100% | 100% | 0% | 0% | 0% | 0% | 0% | 0% | 0% | 100% | 0% | 0% | 0% | 0% | 0% | 0% | 0% | 0% | 0% | 0% | 0% | 0%
Crime reduction & prevention | 100% |  |  |  | 0% | 0% | 0% | 100% | 0% | 0% | 0% | 0% | 0% | 0% | 0% | 0% | 0% | 0% | 0% | 0% | 0% | 0% | 100% | 0% | 0% | 0% | 0% | 0% | 0% | 0% | 0% | 0% | 0% | 0%
Improved security surveillance system | 100% |  |  |  | 0% | 0% | 0% | 0% | 100% | 0% | 0% | 0% | 0% | 0% | 0% | 0% | 0% | 0% | 0% | 0% | 0% | 0% | 0% | 0% | 0% | 0% | 100% | 0% | 0% | 0% | 0% | 0% | 0% | 0%
Reduction of flood cost | 100% |  |  |  | 0% | 0% | 0% | 0% | 100% | 0% | 0% | 0% | 0% | 0% | 0% | 0% | 0% | 0% | 0% | 0% | 0% | 0% | 0% | 0% | 0% | 0% | 0% | 100% | 0% | 0% | 0% | 0% | 0% | 0%
Reduces number of traffic accidents | 100% |  |  |  | 0% | 0% | 0% | 0% | 0% | 0% | 100% | 0% | 0% | 0% | 0% | 0% | 0% | 0% | 0% | 0% | 0% | 0% | 0% | 0% | 0% | 0% | 0% | 0% | 0% | 100% | 0% | 0% | 0% | 0%
Reduction in congestion time due to traffic monitoring | 100% |  |  |  | 0% | 0% | 0% | 0% | 0% | 0% | 100% | 0% | 0% | 0% | 0% | 0% | 0% | 0% | 0% | 0% | 0% | 0% | 0% | 0% | 0% | 0% | 0% | 0% | 0% | 100% | 0% | 0% | 0% | 0%
7) Net Societal Cash from operations (per Year) (5+6) | 100% |  |  |  | -2.847% | 41.62% | 36.71% | 23.63% | 7.087% | 5.084% | 10.7% | -0.432% | 56.22% | 36.14% | 41.62% | -2.847% | -4.271% | 36.65% | 14.86% | 0.5621% | 22.56% | 22.96% | 23.84% | -0.1627% | -0.04067% | -0.1998% | 0.05455% | 7.232% | 5.084% | 11.84% | -1.139% | 0.05613% | -0.4067% | -0.08135%
Horizontal % excluding pole replacement
1) Investment | [5 empty] | 36.65% | 18.15% | 13.07% | 8.896% | 2.472% | 14.21% | 6.547% | 54.43% | 17.78% | 36.65% | 89.19% | 141.5% | 24.53% | 12.12% | 0.3666% | 12.08% | 5.705% | 2.472% | 9.509% | 1.094% | 4.851% | 1.523% | 2.522% | 2.472% | 5.234% | 8.976% | 1.498% | 4.231% | 0.8178%
Capex | [5 empty] | 35.41% | 23.82% | 10.95% | 7.787% | 6.179% | 13.79% | 2.066% | 58.36% | 22.95% | 35.41% | 34.6% | 519% | 21.18% | 14.23% | 0.8739% | 12.71% | 10.24% | 4.237% | 5.296% | 1.412% | 7.068% | 0.1829% | 0.536% | 6.179% | 1.075% | 12.71% | 0.2648% | 1.589% | 0.2118%
Implementation Cost | [5 empty] | 37.11% | 16.06% | 13.86% | 9.305% | 1.106% | 14.37% | 8.199% | 52.98% | 15.88% | 37.11% | 109.3% | 2.368% | 25.77% | 11.34% | 0.1796% | 11.84% | 4.034% | 1.822% | 11.06% | 0.976% | 4.034% | 2.017% | 3.254% | 1.106% | 6.767% | 7.6% | 1.952% | 5.205% | 1.041%
2) Opex | [5 empty] | 30.81% | 5.599% | 5.479% | 1.912% | 0.6371% | 53.52% | 2.039% | 35.66% | 4.842% | 30.81% | 8.92% | 13.38% | 15.29% | 15.52% | 0.7569% | 3.313% | 1.529% | 4.842% | 0.5097% | 0.1274% | 0.7646% | 0.7646% | 0.3824% | 0.6371% | 49.95% | 3.568% | 0.5097% | 1.274% | 0.2549%
3) Revenues | [5 empty] | 0% | 12.74% | 0% | 0% | 83.8% | 0% | 3.468% | 0% | 0% | 0% | 0% | 0% | 0% | 0% | 12.74% | 0% | 0% | 0% | 0% | 0% | 0% | 0% | 0% | 83.8% | 0% | 0% | 3.468% | 0% | 0%
User fee - Membership card | [5 empty] | 0% | 100% | 0% | 0% | 0% | 0% | 0% | 0% | 0% | 0% | 0% | 0% | 0% | 0% | 100% | 0% | 0% | 0% | 0% | 0% | 0% | 0% | 0% | 0% | 0% | 0% | 0% | 0% | 0%
Electricity charging fees | [5 empty] | 0% | 100% | 0% | 0% | 0% | 0% | 0% | 0% | 0% | 0% | 0% | 0% | 0% | 0% | 100% | 0% | 0% | 0% | 0% | 0% | 0% | 0% | 0% | 0% | 0% | 0% | 0% | 0% | 0%
Fees for parking-services | [5 empty] | 0% | 100% | 0% | 0% | 0% | 0% | 0% | 0% | 0% | 0% | 0% | 0% | 0% | 0% | 100% | 0% | 0% | 0% | 0% | 0% | 0% | 0% | 0% | 0% | 0% | 0% | 0% | 0% | 0%
Advertisement | [5 empty] | 0% | 0% | 0% | 0% | 100% | 0% | 0% | 0% | 0% | 0% | 0% | 0% | 0% | 0% | 0% | 0% | 0% | 0% | 0% | 0% | 0% | 0% | 0% | 100% | 0% | 0% | 0% | 0% | 0%
Access to Wifi point | [5 empty] | 0% | 0% | 0% | 0% | 0% | 0% | 100% | 0% | 0% | 0% | 0% | 0% | 0% | 0% | 0% | 0% | 0% | 0% | 0% | 0% | 0% | 0% | 0% | 0% | 0% | 0% | 100% | 0% | 0%
4) Cash Releasing benefits | [5 empty] | 76.33% | 55.7% | 0% | 0% | 0% | 0% | 0% | 100% | 55.7% | 76.33% | 0% | 0% | 61.64% | 29.37% | 0% | 34.81% | 34.81% | 0% | 0% | 0% | 0% | 0% | 0% | 0% | 0% | 0% | 0% | 0% | 0%
Reduction of Electricity costs | [5 empty] | 67.89% | 75.56% | 0% | 0% | 0% | 0% | 0% | 100% | 75.56% | 67.89% | 0% | 0% | 59.03% | 17.71% | 0% | 47.23% | 47.23% | 0% | 0% | 0% | 0% | 0% | 0% | 0% | 0% | 0% | 0% | 0% | 0%
Reduction of light Maintenance costs | [5 empty] | 100% | 0% | 0% | 0% | 0% | 0% | 0% | 100% | 0% | 100% | 0% | 0% | 68.97% | 62.07% | 0% | 0% | 0% | 0% | 0% | 0% | 0% | 0% | 0% | 0% | 0% | 0% | 0% | 0% | 0%
5) Net Cash from operations (per Year) (4+3-2) | [5 empty] | 99.62% | 87.55% | -4.195% | -1.463% | 12.19% | -40.97% | -1.036% | 134.1% | 86.2% | 99.62% | -6.829% | -10.24% | 87.8% | 35.53% | 1.348% | 53.66% | 55.02% | -3.707% | -0.3902% | -0.09755% | -0.5854% | -0.5854% | -0.2927% | 12.19% | -38.24% | -2.732% | 0.1346% | -0.9755% | -0.1951%
6) Wider Cash Benefits | [5 empty] | 0.1447% | 0.3342% | 41.5% | 12.59% | 0% | 45.43% | 0% | 0.4789% | 0.3342% | 0.1447% | 0% | 0% | 0.07237% | 0.07237% | 0% | 0.3076% | 0.02661% | 41.5% | 0% | 0% | 0.07237% | 0.4883% | 12.03% | 0% | 45.43% | 0% | 0% | 0% | 0%
Carbon savings | [5 empty] | 27.59% | 58.62% | 0% | 13.79% | 0% | 0% | 0% | 86.21% | 58.62% | 27.59% | 0% | 0% | 13.79% | 13.79% | 0% | 58.62% | 0% | 0% | 0% | 0% | 13.79% | 0% | 0% | 0% | 0% | 0% | 0% | 0% | 0%
Reduction of cabling Maintenance | [5 empty] | 0% | 100% | 0% | 0% | 0% | 0% | 0% | 100% | 100% | 0% | 0% | 0% | 0% | 0% | 0% | 0% | 100% | 0% | 0% | 0% | 0% | 0% | 0% | 0% | 0% | 0% | 0% | 0% | 0%
Crime reduction & prevention | [5 empty] | 0% | 0% | 100% | 0% | 0% | 0% | 0% | 0% | 0% | 0% | 0% | 0% | 0% | 0% | 0% | 0% | 0% | 100% | 0% | 0% | 0% | 0% | 0% | 0% | 0% | 0% | 0% | 0% | 0%
Improved security surveillance system | [5 empty] | 0% | 0% | 0% | 100% | 0% | 0% | 0% | 0% | 0% | 0% | 0% | 0% | 0% | 0% | 0% | 0% | 0% | 0% | 0% | 0% | 0% | 100% | 0% | 0% | 0% | 0% | 0% | 0% | 0%
Reduction of flood cost | [5 empty] | 0% | 0% | 0% | 100% | 0% | 0% | 0% | 0% | 0% | 0% | 0% | 0% | 0% | 0% | 0% | 0% | 0% | 0% | 0% | 0% | 0% | 0% | 100% | 0% | 0% | 0% | 0% | 0% | 0%
Reduces number of traffic accidents | [5 empty] | 0% | 0% | 0% | 0% | 0% | 100% | 0% | 0% | 0% | 0% | 0% | 0% | 0% | 0% | 0% | 0% | 0% | 0% | 0% | 0% | 0% | 0% | 0% | 0% | 100% | 0% | 0% | 0% | 0%
Reduction in congestion time due to traffic monitoring | [5 empty] | 0% | 0% | 0% | 0% | 0% | 100% | 0% | 0% | 0% | 0% | 0% | 0% | 0% | 0% | 0% | 0% | 0% | 0% | 0% | 0% | 0% | 0% | 0% | 0% | 100% | 0% | 0% | 0% | 0%
7) Net Societal Cash from operations (per Year) (5+6) | [5 empty] | 40.47% | 35.69% | 22.98% | 6.891% | 4.944% | 10.4% | -0.42% | 54.66% | 35.14% | 40.47% | -2.768% | -4.153% | 35.64% | 14.45% | 0.5466% | 21.93% | 22.32% | 23.18% | -0.1582% | -0.03955% | -0.1943% | 0.05304% | 7.032% | 4.944% | 11.51% | -1.107% | 0.05458% | -0.3955% | -0.0791%

## Combined Lighting + Energy
SILULATION PARAMETERS
Group | 3. Energy + 2. Lighting
UC | 6. Photo Voltaic (PV) + 7. Energy Storage (and DC Supply) + 3. LED upgrade only + 4. Control lighting management system (CMS)
# Baselien Lampposts | 554000
% Lamppost in scope of Use Case
Group 3. Energy + 2. Lighting / 6. Photo Voltaic (PV) + 7. Energy Storage (and DC Supply) + 3. LED upgrade only + 4. Control lighting management system (CMS) | Min | Max
Scope
Baseline # Lampposts | 554000 | 554000
# Lamppost in scope | 554000 | 554000
LED street light # | 304700 | 304700
1) Investment | 317133520 | 650163600
Capex | 91575120 | 231254600
Implementation Cost | 225558400 | 418909000
2) Opex | 93009264 | 174688944 |  | Ò
3) Revenues | 0 | 0
0 | 0 | 0
0 | 0 | 0
0 | 0 | 0
0 | 0 | 0
0
4) Cash Releasing benefits | 550015632 | 631506816
Reduction of Electricity costs | 405421632 | 448022016
Reduction of light Maintenance costs | 144594000 | 183484800
5) Net Cash from operations (per Year) (4+3-2) | 457006368 | 456817872
6) Wider Cash Benefits | 2393280 | 4015392
Carbon savings | 2260320 | 3616512
Reduction of cabling Maintenance | 132960 | 398880
7) Net Societal Cash from operations (per Year) (5+6) | 459399648 | 460833264
Key Ratios
Investment Cost / # of in scope Lampposts | 572.4432 | 1173.5805
Net Yearly Cash from operations / Investment | 144.1% | 70.26%
Net Yearly Societal Cash from operations / Investment | 144.9% | 70.88%
|  | Target cost |  | Cash releasing Benefits Energy + Lighting |  | % Reduction Energy + Lighting |  | % Reduction PV + Storage |  | % Reduction Lighting
| Baseline cost | Min | Max | Min | Max | Min | Max | Min | Max | Min | Max
| 478656000 | 73234368 | 30633984 | 405421632 | 448022016 | 84.7% | 93.6%
Electricity | 478656000 | 73234368 | 30633984 | 405421632 | 448022016 | 84.7% | 93.6% | 64% | 84% | 57.5% | 60%

## Combined 6.PV+7.BATTERY
SILULATION PARAMETERS
Group | 3. Energy
UC | 6. Photo Voltaic (PV) + 7. Energy Storage (and DC Supply)
# Baselien Lampposts | 554000
% Lamppost in scope of Use Case | #REF!
Group 3. Energy / 6. Photo Voltaic (PV) + 7. Energy Storage (and DC Supply) | Min | Max
Scope
Baseline # Lampposts | 554000 | 554000
# Lamppost in scope | 554000 | 554000
LED street light # | 55400 | 55400
1) Investment | 103598000 | 205534000
Capex | 36010000 | 75898000
Implementation Cost | 67588000 | 129636000
2) Opex | 12631200 | 19944000 |  | Ò
3) Revenues | 0 | 0
0 | 0 | 0
0 | 0 | 0
0 | 0 | 0
0 | 0 | 0
0 | 0 | 0
4) Cash Releasing benefits | 306339840 | 402071040
Reduction of Electricity costs | 306339840 | 402071040
5) Net Cash from operations (per Year) (4+3-2) | 293708640 | 382127040
6) Wider Cash Benefits | 1669977.6 | 2207136
Carbon savings | 1537017.6 | 1808256
Reduction of cabling Maintenance | 132960 | 398880
7) Net Societal Cash from operations (per Year) (5+6) | 295378617.6 | 384334176
Key Ratios
Investment Cost / # of in scope Lampposts | 187 | 371
Net Yearly Cash from operations / Investment | 283.5% | 185.9%
Net Yearly Societal Cash from operations / Investment | 285.1% | 187%
|  | Target cost |  | Cash releasing Benefits PV + Storage |  | % Reduction PV + Storage |  | % Reduction PV |  | % Reduction Storage
| Baseline cost | Min | Max | Min | Max | Min | Max | Min | Max | Min | Max
| 478656000 | 172316160 | 76584960 | 306339840 | 402071040 | 64% | 84%
Electricity | 478656000 | 172316160 | 76584960 | 306339840 | 402071040 | 64% | 84% | 40% | 60% | 40% | 60%

## Combined Lighting
SILULATION PARAMETERS
Group | 2. Lighting
UC | 3. LED upgrade only + 4. Control lighting management system (CMS)
# Baselien Lampposts | 554000
% Lamppost in scope of Use Case | #REF!
Group 2. Lighting / 3. LED upgrade only + 4. Control lighting management system (CMS) | Min | Max
Scope
Baseline # Lampposts | 554000 | 554000
# Lamppost in scope | 554000 | 554000
LED street light # | 554000 | 554000
1) Investment | 213535520 | 444629600
Capex | 55565120 | 155356600
Implementation Cost | 157970400 | 289273000
2) Opex | 80378064 | 154744944 |  | Ò
3) Revenues | 0 | 0
0 | 0 | 0
0 | 0 | 0
0 | 0 | 0
0 | 0 | 0
0 | 0 | 0
4) Cash Releasing benefits | 419821200 | 590342400
Reduction of Electricity costs | 275227200 | 406857600
Reduction of light Maintenance costs | 144594000 | 183484800
5) Net Cash from operations (per Year) (4+3-2) | 339443136 | 435597456
6) Wider Cash Benefits | 723302.4 | 1808256
Carbon savings | 723302.4 | 1808256
7) Net Societal Cash from operations (per Year) (5+6) | 340166438.4 | 437405712
Key Ratios
Investment Cost / # of in scope Lampposts | 385.4432 | 802.5805
Net Yearly Cash from operations / Investment | 159% | 97.97%
Net Yearly Societal Cash from operations / Investment | 159.3% | 98.38%
|  | Target cost |  | Cash releasing Benefits LED +CMS |  | % Reduction LED + CMS |  | % Reduction LED |  | % Reduction CMS
| Baseline cost | Min | Max | Min | Max | Min | Max | Min | Max | Min | Max
| 678096000 | 258274800 | 87753600 | 419821200 | 590342400 | 61.91% | 87.06%
Electricity | 478656000 | 203428800 | 71798400 | 275227200 | 406857600 | 57.5% | 85% | 50% | 70% | 15% | 50%
Light Maintenance | 199440000 | 54846000 | 15955200 | 144594000 | 183484800 | 72.5% | 92% | 50% | 80% | 45% | 60%

## 1. Poles
SILULATION PARAMETERS
Group | 1. Lampost
UC | 1. Pole
# Baselien Lampposts | 554000
% Lamppost in scope of Use Case | 70%
Group 1. Lampost / 1. Pole | Min | Max
Scope
Baseline # Lampposts | 554000 | 554000
# Lamppost in scope | 387800 | 387800
Pole # | 387800 | 387800
1) Investment | 519652000 | 1097474000
Capex | 54292000 | 205534000
Implementation Cost | 465360000 | 891940000
2) Opex | 23268000 | 69804000
3) Revenues | 0 | 0
0 | 0 | 0
0 | 0 | 0
0 | 0 | 0
0 | 0 | 0
0 | 0 | 0
4) Cash Releasing benefits | 0 | 0
0 | 0 | 0
0 | 0 | 0
0 | 0 | 0
0% | 0 | 0
0% | 0 | 0
5) Net Cash from operations (per Year) (4+3-2) | -23268000 | -69804000
6) Wider Cash Benefits | 0 | 0
0 | 0 | 0
0 | 0 | 0
0 | 0 | 0
0 | 0 | 0
0 | 0 | 0
7) Net Societal Cash from operations (per Year) (5+6) | -23268000 | -69804000
Key Ratios
Investment Cost / # of in scope Lampposts | 1340 | 2830
Net Yearly Cash from operations / Investment | -4.478% | -6.36%
Net Yearly Societal Cash from operations / Investment | -4.478% | -6.36%
Capex | Name | Capex |  | Units |  |  | Unit Price Range
|  | Min | Max | # Units / Measure | # lamppost in scope | # Units | Min | Max
Item 1 | Pole | 54292000 | 205534000 | 1 | 387800 | 387800 | 140 | 530
Item 2 | 0 | 0 | 0 | 0 | 387800 | 0 | 0 | 0
Item 3 | 0 | 0 | 0 | 0 | 387800 | 0 | 0 | 0
Item 4 | 0 | 0 | 0 | 0 | 387800 | 0 | 0 | 0
Item 5 | 0 | 0 | 0 | 0 | 387800 | 0 | 0 | 0
SUM |  | 54292000 | 205534000
Implementation | Name | Implementation Cost |  | Units |  |  | Unit Price Range
|  | Min | Max | # Units / Measure | # lamppost in scope | # Units | Min | Max
Item 1 | Installation of the Pole | 465360000 | 891940000 | 1 | 387800 | 387800 | 1200 | 2300
Item 2 | 0 | 0 | 0 | 0 | 387800 | 0 | 0 | 0
Item 3 | 0 | 0 | 0 | 0 | 387800 | 0 | 0 | 0
Item 4 | 0 | 0 | 0 | 0 | 387800 | 0 | 0 | 0
Item 5 | 0 | 0 | 0 | 0 | 387800 | 0 | 0 | 0
SUM |  | 465360000 | 891940000
Opex | Name | Opex Cost (Monthly) |  | Units |  |  | Unit Cost Range (Month)
|  | Min | Max | # Units / Measure | # lamppost in scope | # Units | Min | Max
Item 1 | Maintenance of the pole | 1939000 | 5817000 | 1 | 387800 | 387800 | 5 | 15
Item 2 | 0 | 0 | 0 | 0 | 387800 | 0 | 0 | 0
Item 3 | 0 | 0 | 0 | 0 | 387800 | 0 | 0 | 0
Item 4 | 0 | 0 | 0 | 0 | 387800 | 0 | 0 | 0
Item 5 | 0 | 0 | 0 | 0 | 387800 | 0 | 0 | 0
SUM |  | 1939000 | 5817000
Revenues | Name | Revenues (Monthly) |  | Units |  |  | Unit Price Range (Month)
|  | Min | Max | # Units / Measure | # lamppost in scope | # Units | Min | Max
Item 1 | 0 | 0 | 0 | 0 | 387800 | 0 | 0 | 0
Item 2 | 0 | 0 | 0 | 0 | 387800 | 0 | 0 | 0
Item 3 | 0 | 0 | 0 | 0 | 387800 | 0 | 0 | 0
Item 4 | 0 | 0 | 0 | 0 | 387800 | 0 | 0 | 0
Item 5 | 0 | 0 | 0 | 0 | 387800 | 0 | 0 | 0
SUM |  | 0 | 0
Cash releasing Benefits | Name | Unit | Cash Releasing Benefits (Monthly) |  | Baseline (Monthly) |  |  |  |  | Target Units |  |  |  | Target Unit Cost (Monthly) |  |  |  | Target Cost (Monthy)
[5 empty] | Units |  |  | Cost (Monthly) |  | Reduction # of Unit |  | Target # Units |  | Reduction cost /Unit |  | Target Cost / Unit |  |  |  | % reduction Baseline
|  |  | Min | Max | # Units / Measure | # lamppost in scope | # Units | Unit Cost / Month | Baseline Cost | Min | Max | Min | Max | Min | Max | Min | Max | Min | Max | Min | Max
Item 1 | 0 | 0 | 0 | 0 | 0 | 387800 | 0 | 0 | 0 | 0% | 0% | 0 | 0 | 0% | 0% | 0 | 0 | 0 | 0 | #DIV/0! | #DIV/0!
Item 2 | 0 | 0 | 0 | 0 | 0 | 387800 | 0 | 0 | 0 | 0% | 0% | 0 | 0 | 0% | 0% | 0 | 0 | 0 | 0 | #DIV/0! | #DIV/0!
Item 3 | 0 | 0 | 0 | 0 | 0 | 387800 | 0 | 0 | 0 | 0% | 0% | 0 | 0 | 0% | 0% | 0 | 0 | 0 | 0 | #DIV/0! | #DIV/0!
Item 4 | 0% | 0% | 0 | 0 | 0 | 387800 | 0 | 0 | 0 | 0% | 0% | 0 | 0 | 0% | 0% | 0 | 0 | 0 | 0 | #DIV/0! | #DIV/0!
Item 5 | 0% | 0% | 0 | 0 | 0 | 387800 | 0 | 0 | 0 | 0% | 0% | 0 | 0 | 0% | 0% | 0 | 0 | 0 | 0 | #DIV/0! | #DIV/0!
SUM |  |  | 0 | 0 |  |  |  |  | 0 | [8 empty] | 0 | 0 | #DIV/0! | #DIV/0!
Wider cash Benefits | Name | Unit | Cash Releasing Benefits (Monthly) |  | Baseline (Monthly) |  |  |  |  | Target Units |  |  |  | Target Unit Cost (Monthly) |  |  |  | Target Cost (Monthy)
[5 empty] | Units |  |  | Cost (Monthly) |  | Reduction # of Unit |  | Target # Units |  | Reduction cost /Unit |  | Target Cost / Unit |  |  |  | % reduction Baseline
|  |  | Min | Max | # Units / Measure | # lamppost in scope | # Units | Unit Cost / Month | Baseline Cost | Min | Max | Min | Max | Min | Max | Min | Max | Min | Max | Min | Max
Item 1 | 0 | 0 | 0 | 0 | 0 | 387800 | 0 | 0 | 0 | 0% | 0% | 0 | 0 | 0% | 0% | 0 | 0 | 0 | 0 | #DIV/0! | #DIV/0!
Item 2 | 0 | 0 | 0 | 0 | 0 | 387800 | 0 | 0 | 0 | 0% | 0% | 0 | 0 | 0% | 0% | 0 | 0 | 0 | 0 | #DIV/0! | #DIV/0!
Item 3 | 0 | 0 | 0 | 0 | 0 | 387800 | 0 | 0 | 0 | 0% | 0% | 0 | 0 | 0% | 0% | 0 | 0 | 0 | 0 | #DIV/0! | #DIV/0!
Item 4 | 0 | 0 | 0 | 0 | 0 | 387800 | 0 | 0 | 0 | 0% | 0% | 0 | 0 | 0% | 0% | 0 | 0 | 0 | 0 | #DIV/0! | #DIV/0!
Item 5 | 0 | 0 | 0 | 0 | 0 | 387800 | 0 | 0 | 0 | 0% | 0% | 0 | 0 | 0% | 0% | 0 | 0 | 0 | 0 | #DIV/0! | #DIV/0!
SUM |  |  | 0 | 0 |  |  |  |  | 0 | [8 empty] | 0 | 0 | #DIV/0! | #DIV/0!

## 2. Smart Lamppost
SILULATION PARAMETERS
Group | 1. Lampost
UC | 2. Smart Lampost
# Baselien Lampposts | 554000
% Lamppost in scope of Use Case | 70%
Group 1. Lampost / 2. Smart Lampost | Min | Max
Scope
Baseline # Lampposts | 554000 | 554000
# Lamppost in scope | 387800 | 387800
Smart Lampost # | 387800 | 387800
1) Investment | 824462800 | 2709558600
Capex | 814380000 | 2675820000
Implementation Cost | 10082800 | 33738600
2) Opex | 34902000 | 104706000 |  | Ò
3) Revenues | 0 | 0
0 | 0 | 0
0 | 0 | 0
0 | 0 | 0
0 | 0 | 0
0 | 0 | 0
4) Cash Releasing benefits | 0 | 0
0 | 0 | 0
0 | 0 | 0
0 | 0 | 0
0% | 0 | 0
0% | 0 | 0
5) Net Cash from operations (per Year) (4+3-2) | -34902000 | -104706000
6) Wider Cash Benefits | 0 | 0
0 | 0 | 0
0 | 0 | 0
0 | 0 | 0
0 | 0 | 0
0 | 0 | 0
7) Net Societal Cash from operations (per Year) (5+6) | -34902000 | -104706000
Key Ratios
Investment Cost / # of in scope Lampposts | 2126 | 6987
Net Yearly Cash from operations / Investment | -4.233% | -3.864%
Net Yearly Societal Cash from operations / Investment | -4.233% | -3.864%
Capex | Name | Capex |  | Units |  |  | Unit Price Range
|  | Min | Max | # Units / Measure | # lamppost in scope | # Units | Min | Max
Item 1 | Smart Lampost | 814380000 | 2675820000 | 1 | 387800 | 387800 | 2100 | 6900
Item 2 | 0 | 0 | 0 | 0 | 387800 | 0 | 0 | 0
Item 3 | 0 | 0 | 0 | 0 | 387800 | 0 | 0 | 0
Item 4 | 0 | 0 | 0 | 0 | 387800 | 0 | 0 | 0
Item 5 | 0 | 0 | 0 | 0 | 387800 | 0 | 0 | 0
SUM |  | 814380000 | 2675820000
Implementation | Name | Implementation Cost |  | Units |  |  | Unit Price Range
|  | Min | Max | # Units / Measure | # lamppost in scope | # Units | Min | Max
Item 1 | Instllation of smart Lampost | 10082800 | 33738600 | 1 | 387800 | 387800 | 26 | 87
Item 2 | 0 | 0 | 0 | 0 | 387800 | 0 | 0 | 0
Item 3 | 0 | 0 | 0 | 0 | 387800 | 0 | 0 | 0
Item 4 | 0 | 0 | 0 | 0 | 387800 | 0 | 0 | 0
Item 5 | 0 | 0 | 0 | 0 | 387800 | 0 | 0 | 0
SUM |  | 10082800 | 33738600
Opex | Name | Opex Cost (Monthly) |  | Units |  |  | Unit Cost Range (Month)
|  | Min | Max | # Units / Measure | # lamppost in scope | # Units | Min | Max
Item 1 | Maintenance of smart lamppost | 2908500 | 8725500 | 1 | 387800 | 387800 | 7.5 | 22.5
Item 2 | 0 | 0 | 0 | 0 | 387800 | 0 | 0 | 0
Item 3 | 0 | 0 | 0 | 0 | 387800 | 0 | 0 | 0
Item 4 | 0 | 0 | 0 | 0 | 387800 | 0 | 0 | 0
Item 5 | 0 | 0 | 0 | 0 | 387800 | 0 | 0 | 0
SUM |  | 2908500 | 8725500
Revenues | Name | Revenues (Monthly) |  | Units |  |  | Unit Price Range (Month)
|  | Min | Max | # Units / Measure | # lamppost in scope | # Units | Min | Max
Item 1 | 0 | 0 | 0 | 0 | 387800 | 0 | 0 | 0
Item 2 | 0 | 0 | 0 | 0 | 387800 | 0 | 0 | 0
Item 3 | 0 | 0 | 0 | 0 | 387800 | 0 | 0 | 0
Item 4 | 0 | 0 | 0 | 0 | 387800 | 0 | 0 | 0
Item 5 | 0 | 0 | 0 | 0 | 387800 | 0 | 0 | 0
SUM |  | 0 | 0
Cash releasing Benefits | Name | Unit | Cash Releasing Benefits (Monthly) |  | Baseline (Monthly) |  |  |  |  | Target Units |  |  |  | Target Unit Cost (Monthly) |  |  |  | Target Cost (Monthy)
[5 empty] | Units |  |  | Cost (Monthly) |  | Reduction # of Unit |  | Target # Units |  | Reduction cost /Unit |  | Target Cost / Unit |  |  |  | % reduction Baseline
|  |  | Min | Max | # Units / Measure | # lamppost in scope | # Units | Unit Cost / Month | Baseline Cost | Min | Max | Min | Max | Min | Max | Min | Max | Min | Max | Min | Max
Item 1 | 0 | 0 | 0 | 0 | 0 | 387800 | 0 | 0 | 0 | 0% | 0% | 0 | 0 | 0% | 0% | 0 | 0 | 0 | 0 | #DIV/0! | #DIV/0!
Item 2 | 0 | 0 | 0 | 0 | 0 | 387800 | 0 | 0 | 0 | 0% | 0% | 0 | 0 | 0% | 0% | 0 | 0 | 0 | 0 | #DIV/0! | #DIV/0!
Item 3 | 0 | 0 | 0 | 0 | 0 | 387800 | 0 | 0 | 0 | 0% | 0% | 0 | 0 | 0% | 0% | 0 | 0 | 0 | 0 | #DIV/0! | #DIV/0!
Item 4 | 0% | 0% | 0 | 0 | 0 | 387800 | 0 | 0 | 0 | 0% | 0% | 0 | 0 | 0% | 0% | 0 | 0 | 0 | 0 | #DIV/0! | #DIV/0!
Item 5 | 0% | 0% | 0 | 0 | 0 | 387800 | 0 | 0 | 0 | 0% | 0% | 0 | 0 | 0% | 0% | 0 | 0 | 0 | 0 | #DIV/0! | #DIV/0!
SUM |  |  | 0 | 0 |  |  |  |  | 0 | [8 empty] | 0 | 0 | #DIV/0! | #DIV/0!
Wider cash Benefits | Name | Unit | Cash Releasing Benefits (Monthly) |  | Baseline (Monthly) |  |  |  |  | Target Units |  |  |  | Target Unit Cost (Monthly) |  |  |  | Target Cost (Monthy)
[5 empty] | Units |  |  | Cost (Monthly) |  | Reduction # of Unit |  | Target # Units |  | Reduction cost /Unit |  | Target Cost / Unit |  |  |  | % reduction Baseline
|  |  | Min | Max | # Units / Measure | # lamppost in scope | # Units | Unit Cost / Month | Baseline Cost | Min | Max | Min | Max | Min | Max | Min | Max | Min | Max | Min | Max
Item 1 | 0 | 0 | 0 | 0 | 0 | 387800 | 0 | 0 | 0 | 0% | 0% | 0 | 0 | 0% | 0% | 0 | 0 | 0 | 0 | #DIV/0! | #DIV/0!
Item 2 | 0 | 0 | 0 | 0 | 0 | 387800 | 0 | 0 | 0 | 0% | 0% | 0 | 0 | 0% | 0% | 0 | 0 | 0 | 0 | #DIV/0! | #DIV/0!
Item 3 | 0 | 0 | 0 | 0 | 0 | 387800 | 0 | 0 | 0 | 0% | 0% | 0 | 0 | 0% | 0% | 0 | 0 | 0 | 0 | #DIV/0! | #DIV/0!
Item 4 | 0 | 0 | 0 | 0 | 0 | 387800 | 0 | 0 | 0 | 0% | 0% | 0 | 0 | 0% | 0% | 0 | 0 | 0 | 0 | #DIV/0! | #DIV/0!
Item 5 | 0 | 0 | 0 | 0 | 0 | 387800 | 0 | 0 | 0 | 0% | 0% | 0 | 0 | 0% | 0% | 0 | 0 | 0 | 0 | #DIV/0! | #DIV/0!
SUM |  |  | 0 | 0 |  |  |  |  | 0 | [8 empty] | 0 | 0 | #DIV/0! | #DIV/0!

## 3. LED upgrade only
SILULATION PARAMETERS
Group | 2. Lighting
UC | 3. LED upgrade only
# Baselien Lampposts | 554000
% Lamppost in scope of Use Case | 100%
Group 2. Lighting / 3. LED upgrade only | Min | Max
Scope
Baseline # Lampposts | 554000 | 554000
# Lamppost in scope | 554000 | 554000
LED street light # | 554000 | 554000
1) Investment | 142932000 | 282540000
Capex | 33240000 | 99720000
Implementation Cost | 109692000 | 182820000
2) Opex | 39888000 | 73128000 |  | Ò
3) Revenues | 0 | 0
0 | 0 | 0
0 | 0 | 0
0 | 0 | 0
0 | 0 | 0
0 | 0 | 0
4) Cash Releasing benefits | 339048000 | 494611200
Reduction of Electricity costs | 239328000 | 335059200
Reduction of light Maintenance costs | 99720000 | 159552000
0 | 0 | 0
0% | 0 | 0
0% | 0 | 0
5) Net Cash from operations (per Year) (4+3-2) | 299160000 | 421483200
6) Wider Cash Benefits | 361651.2 | 723302.4
Carbon savings | 361651.2 | 723302.4
0 | 0 | 0
0 | 0 | 0
0 | 0 | 0
0 | 0 | 0
7) Net Societal Cash from operations (per Year) (5+6) | 299521651.2 | 422206502.4
Key Ratios
Investment Cost / # of in scope Lampposts | 258 | 510
Net Yearly Cash from operations / Investment | 209.3% | 149.2%
Net Yearly Societal Cash from operations / Investment | 209.6% | 149.4%
Capex | Name | Capex |  | Units |  |  | Unit Price Range
|  | Min | Max | # Units / Measure | # lamppost in scope | # Units | Min | Max
Item 1 | LED street light | 27700000 | 83100000 | 1 | 554000 | 554000 | 50 | 150
Item 2 | Electrical systems | 5540000 | 16620000 | 1 | 554000 | 554000 | 10 | 30
Item 3 | 0 | 0 | 0 | 0 | 554000 | 0 | 0 | 0
Item 4 | 0 | 0 | 0 | 0 | 554000 | 0 | 0 | 0
Item 5 | 0 | 0 | 0 | 0 | 554000 | 0 | 0 | 0
SUM |  | 33240000 | 99720000
Implementation | Name | Implementation Cost |  | Units |  |  | Unit Price Range
|  | Min | Max | # Units / Measure | # lamppost in scope | # Units | Min | Max
Item 1 | Upgrading of the LED lighting system | 88640000 | 132960000 | 1 | 554000 | 554000 | 160 | 240
Item 2 | Electrical systems | 21052000 | 49860000 | 1 | 554000 | 554000 | 38 | 90
Item 3 | 0 | 0 | 0 | 0 | 554000 | 0 | 0 | 0
Item 4 | 0 | 0 | 0 | 0 | 554000 | 0 | 0 | 0
Item 5 | 0 | 0 | 0 | 0 | 554000 | 0 | 0 | 0
SUM |  | 109692000 | 182820000
Opex | Name | Opex Cost (Monthly) |  | Units |  |  | Unit Cost Range (Month)
|  | Min | Max | # Units / Measure | # lamppost in scope | # Units | Min | Max
Item 1 | Maintenance of LED Bulb and electric system | 1662000 | 2216000 | 1 | 554000 | 554000 | 3 | 4
Item 2 | Maintenance of the Electrical systems | 1662000 | 3878000 | 1 | 554000 | 554000 | 3 | 7
Item 3 | 0 | 0 | 0 | 0 | 554000 | 0 | 0 | 0
Item 4 | 0 | 0 | 0 | 0 | 554000 | 0 | 0 | 0
Item 5 | 0 | 0 | 0 | 0 | 554000 | 0 | 0 | 0
SUM |  | 3324000 | 6094000
Revenues | Name | Revenues (Monthly) |  | Units |  |  | Unit Price Range (Month)
|  | Min | Max | # Units / Measure | # lamppost in scope | # Units | Min | Max
Item 1 | 0 | 0 | 0 | 0 | 554000 | 0 | 0 | 0
Item 2 | 0 | 0 | 0 | 0 | 554000 | 0 | 0 | 0
Item 3 | 0 | 0 | 0 | 0 | 554000 | 0 | 0 | 0
Item 4 | 0 | 0 | 0 | 0 | 554000 | 0 | 0 | 0
Item 5 | 0 | 0 | 0 | 0 | 554000 | 0 | 0 | 0
SUM |  | 0 | 0
Cash releasing Benefits | Name | Unit | Cash Releasing Benefits (Monthly) |  | Baseline (Monthly) |  |  |  |  | Target Units |  |  |  | Target Unit Cost (Monthly) |  |  |  | Target Cost (Monthy)
[5 empty] | Units |  |  | Cost (Monthly) |  | Reduction # of Unit |  | Target # Units |  | Reduction cost /Unit |  | Target Cost / Unit |  |  |  | % reduction Baseline
|  |  | Min | Max | # Units / Measure | # lamppost in scope | # Units | Unit Cost / Month | Baseline Cost | Min | Max | Min | Max | Min | Max | Min | Max | Min | Max | Min | Max
Item 1 | Reduction of Electricity costs | Kwh | 19944000 | 27921600 | 600 | 554000 | 332400000 | 0.12 | 39888000 | 50% | 70% | 99720000 | 166200000 | 0% | 0% | 0.12 | 0.12 | 11966400 | 19944000 | 50% | 70%
Item 2 | Reduction of light Maintenance costs | Per Light bulb | 8310000 | 13296000 | 1 | 554000 | 554000 | 30 | 16620000 | 0% | 0% | 554000 | 554000 | 50% | 80% | 6 | 15 | 3324000 | 8310000 | 50% | 80%
Item 3 | 0 | 0 | 0 | 0 | 0 | 554000 | 0 | 0 | 0 | 0% | 0% | 0 | 0 | 0% | 0% | 0 | 0 | 0 | 0 | #DIV/0! | #DIV/0!
Item 4 | 0% | 0% | 0 | 0 | 0 | 554000 | 0 | 0 | 0 | 0% | 0% | 0 | 0 | 0% | 0% | 0 | 0 | 0 | 0 | #DIV/0! | #DIV/0!
Item 5 | 0% | 0% | 0 | 0 | 0 | 554000 | 0 | 0 | 0 | 0% | 0% | 0 | 0 | 0% | 0% | 0 | 0 | 0 | 0 | #DIV/0! | #DIV/0!
SUM |  |  | 28254000 | 41217600 |  |  |  |  | 56508000 | [8 empty] | 15290400 | 28254000 | 50% | 72.94%
Wider cash Benefits | Name | Unit | Cash Releasing Benefits (Monthly) |  | Baseline (Monthly) |  |  |  |  | Target Units |  |  |  | Target Unit Cost (Monthly) |  |  |  | Target Cost (Monthy)
[5 empty] | Units |  |  | Cost (Monthly) |  | Reduction # of Unit |  | Target # Units |  | Reduction cost /Unit |  | Target Cost / Unit |  |  |  | % reduction Baseline
|  |  | Min | Max | # Units / Measure | # lamppost in scope | # Units | Unit Cost / Month | Baseline Cost | Min | Max | Min | Max | Min | Max | Min | Max | Min | Max | Min | Max
Item 1 | Carbon savings | Per Ton of carbon | 30137.6 | 60275.2 | 0.017 | 554000 | 9418 | 16 | 150688 | 20% | 40% | 5650.8 | 7534.4 | 0% | 0% | 16 | 16 | 90412.8 | 120550.4 | 20% | 40%
Item 2 | 0 | 0 | 0 | 0 | 0 | 554000 | 0 | 0 | 0 | 0% | 0% | 0 | 0 | 0% | 0% | 0 | 0 | 0 | 0 | #DIV/0! | #DIV/0!
Item 3 | 0 | 0 | 0 | 0 | 0 | 554000 | 0 | 0 | 0 | 0% | 0% | 0 | 0 | 0% | 0% | 0 | 0 | 0 | 0 | #DIV/0! | #DIV/0!
Item 4 | 0 | 0 | 0 | 0 | 0 | 554000 | 0 | 0 | 0 | 0% | 0% | 0 | 0 | 0% | 0% | 0 | 0 | 0 | 0 | #DIV/0! | #DIV/0!
Item 5 | 0 | 0 | 0 | 0 | 0 | 554000 | 0 | 0 | 0 | 0% | 0% | 0 | 0 | 0% | 0% | 0 | 0 | 0 | 0 | #DIV/0! | #DIV/0!
SUM |  |  | 30137.6 | 60275.2 |  |  |  |  | 150688 | [8 empty] | 90412.8 | 120550.4 | 20% | 40%

## 4. Control lighting management
SILULATION PARAMETERS
Group | 2. Lighting
UC | 4. Control lighting management system (CMS)
# Baselien Lampposts | 554000
% Lamppost in scope of Use Case | 100%
$
Group 2. Lighting / 4. Control lighting management system (CMS) | Min | Max
Scope
Baseline # Lampposts | 554000 | 554000
# Lamppost in scope | 554000 | 554000
Street lighting control boxes | 554000 | 554000
1) Investment | 70603520 | 162089600
Capex | 22325120 | 55636600
Implementation Cost | 48278400 | 106453000
2) Opex | 40490064 | 81616944 |  | Ò
3) Revenues | 0 | 0
0 | 0 | 0
0 | 0 | 0
0 | 0 | 0
0 | 0 | 0
0 | 0 | 0
4) Cash Releasing benefits | 161546400 | 358992000
Reduction of Electricity costs | 71798400 | 239328000
Reduction of light Maintenance costs | 89748000 | 119664000
0 | 0 | 0
0% | 0 | 0
0% | 0 | 0
5) Net Cash from operations (per Year) (4+3-2) | 121056336 | 277375056
6) Wider Cash Benefits | 361651.2 | 1084953.6
Carbon savings | 361651.2 | 1084953.6
0% | 0 | 0
0% | 0 | 0
0% | 0 | 0
0% | 0 | 0
7) Net Societal Cash from operations (per Year) (5+6) | 121417987.2 | 278460009.6
Key Ratios
Investment Cost / # of in scope Lampposts | 127.4432 | 292.5805
Net Yearly Cash from operations / Investment | 171.5% | 171.1%
Net Yearly Societal Cash from operations / Investment | 172% | 171.8%
Capex | Name | Capex |  | Units |  |  | Unit Price Range
|  | Min | Max | # Units / Measure | # lamppost in scope | # Units | Min | Max
Item 1 | Remote control Software | 10000 | 15000 | NA | 554000 | 1 | 10000 | 15000
Item 2 | Street lighting control boxes | 22160000 | 55400000 | 1 | 554000 | 554000 | 40 | 100
Item 3 | Box Gateway | 155120 | 221600 | 0.001 | 554000 | 554 | 280 | 400
Item 4 | 0 | 0 | 0 | 0 | 554000 | 0 | 0 | 0
Item 5 | 0 | 0 | 0 | 0 | 554000 | 0 | 0 | 0
SUM |  | 22325120 | 55636600
Implementation | Name | Implementation Cost |  | Units |  |  | Unit Price Range
|  | Min | Max | # Units / Measure | # lamppost in scope | # Units | Min | Max
Item 1 | Installation of the software | 25000 | 85000 | NA | 554000 | 1 | 25000 | 85000
Item 2 | Control boxes implementation | 44320000 | 94180000 | 1 | 554000 | 554000 | 80 | 170
Item 3 | Gateway implementation | 3933400 | 12188000 | 0.001 | 554000 | 554 | 7100 | 22000
Item 4 | 0 | 0 | 0 | 0 | 554000 | 0 | 0 | 0
Item 5 | 0 | 0 | 0 | 0 | 554000 | 0 | 0 | 0
SUM |  | 48278400 | 106453000
Opex | Name | Opex Cost (Monthly) |  | Units |  |  | Unit Cost Range (Month)
|  | Min | Max | # Units / Measure | # lamppost in scope | # Units | Min | Max
Item 1 | Maintenance of the control boxes | 3324000 | 6648000 | 1 | 554000 | 554000 | 6 | 12
Item 2 | Software maintenance | 312 | 1062 | NA | 554000 | 1 | 312 | 1062
Item 3 | Maintenance of the box gateway | 49860 | 152350 | 0.001 | 554000 | 554 | 90 | 275
Item 4 | 0 | 0 | 0 | 0 | 554000 | 0 | 0 | 0
Item 5 | 0 | 0 | 0 | 0 | 554000 | 0 | 0 | 0
SUM |  | 3374172 | 6801412
Revenues | Name | Revenues (Monthly) |  | Units |  |  | Unit Price Range (Month)
|  | Min | Max | # Units / Measure | # lamppost in scope | # Units | Min | Max
Item 1 | 0 | 0 | 0 | 0 | 554000 | 0 | 0 | 0
Item 2 | 0 | 0 | 0 | 0 | 554000 | 0 | 0 | 0
Item 3 | 0 | 0 | 0 | 0 | 554000 | 0 | 0 | 0
Item 4 | 0 | 0 | 0 | 0 | 554000 | 0 | 0 | 0
Item 5 | 0 | 0 | 0 | 0 | 554000 | 0 | 0 | 0
SUM |  | 0 | 0
Cash releasing Benefits | Name | Unit | Cash Releasing Benefits (Monthly) |  | Baseline (Monthly) |  |  |  |  | Target Units |  |  |  | Target Unit Cost (Monthly) |  |  |  | Target Cost (Monthy)
[5 empty] | Units |  |  | Cost (Monthly) |  | Reduction # of Unit |  | Target # Units |  | Reduction cost /Unit |  | Target Cost / Unit |  |  |  | % reduction Baseline
|  |  | Min | Max | # Units / Measure | # lamppost in scope | # Units | Unit Cost / Month | Baseline Cost | Min | Max | Min | Max | Min | Max | Min | Max | Min | Max | Min | Max
Item 1 | Reduction of Electricity costs | Per Kwh | 5983200 | 19944000 | 600 | 554000 | 332400000 | 0.12 | 39888000 | 15% | 50% | 166200000 | 282540000 | 0% | 0% | 0.12 | 0.12 | 19944000 | 33904800 | 15% | 50%
Item 2 | Reduction of light Maintenance costs | Per light bulb | 7479000 | 9972000 | 1 | 554000 | 554000 | 30 | 16620000 | 45% | 60% | 221600 | 304700 | 0% | 0% | 30 | 30 | 6648000 | 9141000 | 45% | 60%
Item 3 | 0 | 0 | 0 | 0 | 0 | 554000 | 0 | 0 | 0 | 0% | 0% | 0 | 0 | 0% | 0% | 0 | 0 | 0 | 0 | #DIV/0! | #DIV/0!
Item 4 | 0% | 0% | 0 | 0 | 0 | 554000 | 0 | 0 | 0 | 0% | 0% | 0 | 0 | 0% | 0% | 0 | 0 | 0 | 0 | #DIV/0! | #DIV/0!
Item 5 | 0% | 0% | 0 | 0 | 0 | 554000 | 0 | 0 | 0 | 0% | 0% | 0 | 0 | 0% | 0% | 0 | 0 | 0 | 0 | #DIV/0! | #DIV/0!
SUM |  |  | 13462200 | 29916000 |  |  |  |  | 56508000 | [8 empty] | 26592000 | 43045800 | 23.82% | 52.94%
Wider cash Benefits | Name | Unit | Cash Releasing Benefits (Monthly) |  | Baseline (Monthly) |  |  |  |  | Target Units |  |  |  | Target Unit Cost (Monthly) |  |  |  | Target Cost (Monthy)
[5 empty] | Units |  |  | Cost (Monthly) |  | Reduction # of Unit |  | Target # Units |  | Reduction cost /Unit |  | Target Cost / Unit |  |  |  | % reduction Baseline
|  |  | Min | Max | # Units / Measure | # lamppost in scope | # Units | Unit Cost / Month | Baseline Cost | Min | Max | Min | Max | Min | Max | Min | Max | Min | Max | Min | Max
Item 1 | Carbon savings | Per Ton of carbon | 30137.6 | 90412.8 | 0.017 | 554000 | 9418 | 16 | 150688 | 20% | 60% | 3767.2 | 7534.4 | 0% | 0% | 16 | 16 | 60275.2 | 120550.4 | 20% | 60%
Item 2 | 0% | 0% | 0 | 0 | 0 | 554000 | 0 | 0 | 0 | 0% | 0% | 0 | 0 | 0% | 0% | 0 | 0 | 0 | 0 | #DIV/0! | #DIV/0!
Item 3 | 0% | 0% | 0 | 0 | 0 | 554000 | 0 | 0 | 0 | 0% | 0% | 0 | 0 | 0% | 0% | 0 | 0 | 0 | 0 | #DIV/0! | #DIV/0!
Item 4 | 0% | 0% | 0 | 0 | 0 | 554000 | 0 | 0 | 0 | 0% | 0% | 0 | 0 | 0% | 0% | 0 | 0 | 0 | 0 | #DIV/0! | #DIV/0!
Item 5 | 0 | 0% | 0 | 0 | 0 | 554000 | 0 | 0 | 0 | 0% | 0% | 0 | 0 | 0% | 0% | 0 | 0 | 0 | 0 | #DIV/0! | #DIV/0!
SUM |  |  | 30137.6 | 90412.8 |  |  |  |  | 150688 | [8 empty] | 60275.2 | 120550.4 | 20% | 60%

## 5. Electric Vehicle Charging Po
SILULATION PARAMETERS
Group | 3. Energy
UC | 5. Electric Vehicle Charging Point
# Baselien Lampposts | 554000
% Lamppost in scope of Use Case | 10%
Group 3. Energy / 5. Electric Vehicle Charging Point | Min | Max
Scope
Baseline # Lampposts | 554000 | 554000
# Lamppost in scope | 55400 | 55400
EVSE charger # | 2770 | 2770
1) Investment | 2135670 | 2902960
Capex | 1371150 | 1772800
Implementation Cost | 764520 | 1130160
2) Opex | 1974456 | 2293560 |  | Ò
3) Revenues | 6568224 | 9008040
User fee - Membership card | 53184 | 66480
Electricity charging fees | 3490200 | 5817000
Fees for parking-services | 3024840 | 3124560
0 | 0 | 0
0 | 0 | 0
4) Cash Releasing benefits | 0 | 0
0 | 0 | 0
0 | 0 | 0
0 | 0 | 0
0% | 0 | 0
0 | 0 | 0
5) Net Cash from operations (per Year) (4+3-2) | 4593768 | 6714480
6) Wider Cash Benefits | 0 | 0
0% | 0 | 0
0% | 0 | 0
0% | 0 | 0
0% | 0 | 0
0% | 0 | 0
7) Net Societal Cash from operations (per Year) (5+6) | 4593768 | 6714480
Key Ratios
Investment Cost / # of in scope Lampposts | 38.55 | 52.4
Net Yearly Cash from operations / Investment | 215.1% | 231.3%
Net Yearly Societal Cash from operations / Investment | 215.1% | 231.3%
Capex | Name | Capex |  | Units |  |  | Unit Price Range
|  | Min | Max | # Units / Measure | # lamppost in scope | # Units | Min | Max
Item 1 | EVSE charger | 1288050 | 1662000 | 0.05 | 55400 | 2770 | 465 | 600
Item 2 | Charging Connector | 83100 | 110800 | 0.01 | 55400 | 554 | 150 | 200
Item 3 | 0 | 0 | 0 | 0 | 55400 | 0 | 0 | 0
Item 4 | 0 | 0 | 0 | 0 | 55400 | 0 | 0 | 0
Item 5 | 0 | 0 | 0 | 0 | 55400 | 0 | 0 | 0
SUM |  | 1371150 | 1772800
Implementation | Name | Implementation Cost |  | Units |  |  | Unit Price Range
|  | Min | Max | # Units / Measure | # lamppost in scope | # Units | Min | Max
Item 1 | Installation of the charging point | 554000 | 886400 | 0.01 | 55400 | 554 | 1000 | 1600
Item 2 | Installation of the wall connector | 210520 | 243760 | 0.01 | 55400 | 554 | 380 | 440
Item 3 | 0 | 0 | 0 | 0 | 55400 | 0 | 0 | 0
Item 4 | 0 | 0 | 0 | 0 | 55400 | 0 | 0 | 0
Item 5 | 0 | 0 | 0 | 0 | 55400 | 0 | 0 | 0
SUM |  | 764520 | 1130160
Opex | Name | Opex Cost (Monthly) |  | Units |  |  | Unit Cost Range (Month)
|  | Min | Max | # Units / Measure | # lamppost in scope | # Units | Min | Max
Item 1 | Maintenance of the EV charging point | 3878 | 11080 | 0.01 | 55400 | 554 | 7 | 20
Item 2 | Data and transactions run costs | 11080 | 13850 | 0.01 | 55400 | 554 | 20 | 25
Item 3 | Electricity cost | 149580 | 166200 | 0.01 | 55400 | 554 | 270 | 300
Item 4 | 0 | 0 | 0 | 0 | 55400 | 0 | 0 | 0
Item 5 | 0 | 0 | 0 | 0 | 55400 | 0 | 0 | 0
SUM |  | 164538 | 191130
Revenues | Name | Revenues (Monthly) |  | Units |  |  | Unit Price Range (Month)
|  | Min | Max | # Units / Measure | # lamppost in scope | # Units | Min | Max
Item 1 | User fee - Membership card | 4432 | 5540 | 0.01 | 55400 | 554 | 8 | 10
Item 2 | Electricity charging fees | 290850 | 484750 | 0.01 | 55400 | 554 | 525 | 875
Item 3 | Fees for parking-services | 252070 | 260380 | 0.01 | 55400 | 554 | 455 | 470
Item 4 | 0 | 0 | 0 | 0 | 55400 | 0 | 0 | 0
Item 5 | 0 | 0 | 0 | 0 | 55400 | 0 | 0 | 0
SUM |  | 547352 | 750670
Cash releasing Benefits | Name | Unit | Cash Releasing Benefits (Monthly) |  | Baseline (Monthly) |  |  |  |  | Target Units |  |  |  | Target Unit Cost (Monthly) |  |  |  | Target Cost (Monthy)
[5 empty] | Units |  |  | Cost (Monthly) |  | Reduction # of Unit |  | Target # Units |  | Reduction cost /Unit |  | Target Cost / Unit |  |  |  | % reduction Baseline
|  |  | Min | Max | # Units / Measure | # lamppost in scope | # Units | Unit Cost / Month | Baseline Cost | Min | Max | Min | Max | Min | Max | Min | Max | Min | Max | Min | Max
Item 1 | 0 | 0 | 0 | 0 | 0 | 55400 | 0 | 0 | 0 | 0% | 0% | 0 | 0 | 0% | 0% | 0 | 0 | 0 | 0 | #DIV/0! | #DIV/0!
Item 2 | 0 | 0 | 0 | 0 | 0 | 55400 | 0 | 0 | 0 | 0% | 0% | 0 | 0 | 0% | 0% | 0 | 0 | 0 | 0 | #DIV/0! | #DIV/0!
Item 3 | 0 | 0 | 0 | 0 | 0 | 55400 | 0 | 0 | 0 | 0% | 0% | 0 | 0 | 0% | 0% | 0 | 0 | 0 | 0 | #DIV/0! | #DIV/0!
Item 4 | 0% | 0% | 0 | 0 | 0 | 55400 | 0 | 0 | 0 | 0% | 0% | 0 | 0 | 0% | 0% | 0 | 0 | 0 | 0 | #DIV/0! | #DIV/0!
Item 5 | 0 | 0 | 0 | 0 | 0 | 55400 | 0 | 0 | 0 | 0% | 0% | 0 | 0 | 0% | 0% | 0 | 0 | 0 | 0 | #DIV/0! | #DIV/0!
SUM |  |  | 0 | 0 |  |  |  |  | 0 | [8 empty] | 0 | 0 | #DIV/0! | #DIV/0!
Wider cash Benefits | Name | Unit | Cash Releasing Benefits (Monthly) |  | Baseline (Monthly) |  |  |  |  | Target Units |  |  |  | Target Unit Cost (Monthly) |  |  |  | Target Cost (Monthy)
[5 empty] | Units |  |  | Cost (Monthly) |  | Reduction # of Unit |  | Target # Units |  | Reduction cost /Unit |  | Target Cost / Unit |  |  |  | % reduction Baseline
|  |  | Min | Max | # Units / Measure | # lamppost in scope | # Units | Unit Cost / Month | Baseline Cost | Min | Max | Min | Max | Min | Max | Min | Max | Min | Max | Min | Max
Item 1 | 0% | 0% | 0 | 0 | 0 | 55400 | 0 | 0 | 0 | 0% | 0% | 0 | 0 | 0% | 0% | 0 | 0 | 0 | 0 | #DIV/0! | #DIV/0!
Item 2 | 0% | 0% | 0 | 0 | 0 | 55400 | 0 | 0 | 0 | 0% | 0% | 0 | 0 | 0% | 0% | 0 | 0 | 0 | 0 | #DIV/0! | #DIV/0!
Item 3 | 0 | 0 | 0 | 0 | 0 | 55400 | 0 | 0 | 0 | 0% | 0% | 0 | 0 | 0% | 0% | 0 | 0 | 0 | 0 | #DIV/0! | #DIV/0!
Item 4 | 0 | 0 | 0 | 0 | 0 | 55400 | 0 | 0 | 0 | 0% | 0% | 0 | 0 | 0% | 0% | 0 | 0 | 0 | 0 | #DIV/0! | #DIV/0!
Item 5 | 0 | 0 | 0 | 0 | 0 | 55400 | 0 | 0 | 0 | 0% | 0% | 0 | 0 | 0% | 0% | 0 | 0 | 0 | 0 | #DIV/0! | #DIV/0!
SUM |  |  | 0 | 0 |  |  |  |  | 0 | [8 empty] | 0 | 0 | #DIV/0! | #DIV/0!

## 6. Photo Voltaic (PV) (2)
SILULATION PARAMETERS
Group | 3. Energy
UC | 6. Photo Voltaic (PV)
# Baselien Lampposts | 554000
% Lamppost in scope of Use Case | 100%
Group 3. Energy / 6. Photo Voltaic (PV) | Min | Max
Scope
Baseline # Lampposts | 554000 | 554000
# Lamppost in scope | 554000 | 554000
Photovoltaic Solar Panel # | 55400 | 55400
1) Investment | 70358000 | 140162000
Capex | 19944000 | 42104000
Implementation Cost | 50414000 | 98058000
2) Opex | 8642400 | 12631200 |  | Ò
3) Revenues | 0 | 0
0 | 0 | 0
0 | 0 | 0
0 | 0 | 0
0 | 0 | 0
0 | 0 | 0
4) Cash Releasing benefits | 191462400 | 287193600
Reduction of Electricity costs | 191462400 | 287193600
0 | 0 | 0
0 | 0 | 0
0% | 0 | 0
0 | 0 | 0
5) Net Cash from operations (per Year) (4+3-2) | 182820000 | 274562400
6) Wider Cash Benefits | 1537017.6 | 1808256
Carbon savings | 1537017.6 | 1808256
0% | 0 | 0
0% | 0 | 0
0% | 0 | 0
0% | 0 | 0
7) Net Societal Cash from operations (per Year) (5+6) | 184357017.6 | 276370656
Key Ratios
Investment Cost / # of in scope Lampposts | 127 | 253
Net Yearly Cash from operations / Investment | 259.8% | 195.9%
Net Yearly Societal Cash from operations / Investment | 262% | 197.2%
Capex | Name | Capex |  | Units |  |  | Unit Price Range
|  | Min | Max | # Units / Measure | # lamppost in scope | # Units | Min | Max
Item 1 | Photovoltaic Solar Panel | 3878000 | 8310000 | 0.1 | 554000 | 55400 | 70 | 150
Item 2 | Intelligent remote control | 10526000 | 11634000 | 0.1 | 554000 | 55400 | 190 | 210
Item 3 | Battery | 5540000 | 22160000 | 0.1 | 554000 | 55400 | 100 | 400
Item 4 | 0 | 0 | 0 | 0 | 554000 | 0 | 0 | 0
Item 5 | 0 | 0 | 0 | 0 | 554000 | 0 | 0 | 0
SUM |  | 19944000 | 42104000
Implementation | Name | Implementation Cost |  | Units |  |  | Unit Price Range
|  | Min | Max | # Units / Measure | # lamppost in scope | # Units | Min | Max
Item 1 | Installation of the panel | 33240000 | 66480000 | 0.1 | 554000 | 55400 | 600 | 1200
Item 2 | Installation of the battery &remote control | 17174000 | 31578000 | 0.1 | 554000 | 55400 | 310 | 570
Item 3 | 0 | 0 | 0 | 0 | 554000 | 0 | 0 | 0
Item 4 | 0 | 0 | 0 | 0 | 554000 | 0 | 0 | 0
Item 5 | 0 | 0 | 0 | 0 | 554000 | 0 | 0 | 0
SUM |  | 50414000 | 98058000
Opex | Name | Opex Cost (Monthly) |  | Units |  |  | Unit Cost Range (Month)
|  | Min | Max | # Units / Measure | # lamppost in scope | # Units | Min | Max
Item 1 | Maintenance of the PV panel | 498600 | 609400 | 0.1 | 554000 | 55400 | 9 | 11
Item 2 | Maintenance of the battery & remote control | 221600 | 443200 | 0.1 | 554000 | 55400 | 4 | 8
Item 3 | 0 | 0 | 0 | 0 | 554000 | 0 | 0 | 0
Item 4 | 0 | 0 | 0 | 0 | 554000 | 0 | 0 | 0
Item 5 | 0 | 0 | 0 | 0 | 554000 | 0 | 0 | 0
SUM |  | 720200 | 1052600
Revenues | Name | Revenues (Monthly) |  | Units |  |  | Unit Price Range (Month)
|  | Min | Max | # Units / Measure | # lamppost in scope | # Units | Min | Max
Item 1 | 0 | 0 | 0 | 0 | 554000 | 0 | 0 | 0
Item 2 | 0 | 0 | 0 | 0 | 554000 | 0 | 0 | 0
Item 3 | 0 | 0 | 0 | 0 | 554000 | 0 | 0 | 0
Item 4 | 0 | 0 | 0 | 0 | 554000 | 0 | 0 | 0
Item 5 | 0 | 0 | 0 | 0 | 554000 | 0 | 0 | 0
SUM |  | 0 | 0
Cash releasing Benefits | Name | Unit | Cash Releasing Benefits (Monthly) |  | Baseline (Monthly) |  |  |  |  | Target Units |  |  |  | Target Unit Cost (Monthly) |  |  |  | Target Cost (Monthy)
[5 empty] | Units |  |  | Cost (Monthly) |  | Reduction # of Unit |  | Target # Units |  | Reduction cost /Unit |  | Target Cost / Unit |  |  |  | % reduction Baseline
|  |  | Min | Max | # Units / Measure | # lamppost in scope | # Units | Unit Cost / Month | Baseline Cost | Min | Max | Min | Max | Min | Max | Min | Max | Min | Max | Min | Max
Item 1 | Reduction of Electricity costs | Per Kwh | 15955200 | 23932800 | 600 | 554000 | 332400000 | 0.12 | 39888000 | 40% | 60% | 132960000 | 199440000 | 0% | 0% | 0.12 | 0.12 | 15955200 | 23932800 | 40% | 60%
Item 2 | 0 | 0 | 0 | 0 | 0 | 554000 | 0 | 0 | 0 | 0% | 0% | 0 | 0 | 0% | 0% | 0 | 0 | 0 | 0 | #DIV/0! | #DIV/0!
Item 3 | 0 | 0 | 0 | 0 | 0 | 554000 | 0 | 0 | 0 | 0% | 0% | 0 | 0 | 0% | 0% | 0 | 0 | 0 | 0 | #DIV/0! | #DIV/0!
Item 4 | 0% | 0% | 0 | 0 | 0 | 554000 | 0 | 0 | 0 | 0% | 0% | 0 | 0 | 0% | 0% | 0 | 0 | 0 | 0 | #DIV/0! | #DIV/0!
Item 5 | 0 | 0 | 0 | 0 | 0 | 554000 | 0 | 0 | 0 | 0% | 0% | 0 | 0 | 0% | 0% | 0 | 0 | 0 | 0 | #DIV/0! | #DIV/0!
SUM |  |  | 15955200 | 23932800 |  |  |  |  | 39888000 | [8 empty] | 15955200 | 23932800 | 40% | 60%
Wider cash Benefits | Name | Unit | Cash Releasing Benefits (Monthly) |  | Baseline (Monthly) |  |  |  |  | Target Units |  |  |  | Target Unit Cost (Monthly) |  |  |  | Target Cost (Monthy)
[5 empty] | Units |  |  | Cost (Monthly) |  | Reduction # of Unit |  | Target # Units |  | Reduction cost /Unit |  | Target Cost / Unit |  |  |  | % reduction Baseline
|  |  | Min | Max | # Units / Measure | # lamppost in scope | # Units | Unit Cost / Month | Baseline Cost | Min | Max | Min | Max | Min | Max | Min | Max | Min | Max | Min | Max
Item 1 | Carbon savings | Per Ton of carbon | 128084.8 | 150688 | 0.017 | 554000 | 9418 | 16 | 150688 | 85% | 100% | 0 | 1412.7 | 0% | 0% | 16 | 16 | 0 | 22603.2 | 85% | 100%
Item 2 | 0% | 0% | 0 | 0 | 0 | 554000 | 0 | 0 | 0 | 0% | 0% | 0 | 0 | 0% | 0% | 0 | 0 | 0 | 0 | #DIV/0! | #DIV/0!
Item 3 | 0% | 0% | 0 | 0 | 0 | 554000 | 0 | 0 | 0 | 0% | 0% | 0 | 0 | 0% | 0% | 0 | 0 | 0 | 0 | #DIV/0! | #DIV/0!
Item 4 | 0 | 0 | 0 | 0 | 0 | 554000 | 0 | 0 | 0 | 0% | 0% | 0 | 0 | 0% | 0% | 0 | 0 | 0 | 0 | #DIV/0! | #DIV/0!
Item 5 | 0 | 0% | 0 | 0 | 0 | 554000 | 0 | 0 | 0 | 0% | 0% | 0 | 0 | 0% | 0% | 0 | 0 | 0 | 0 | #DIV/0! | #DIV/0!
SUM |  |  | 128084.8 | 150688 |  |  |  |  | 150688 | [8 empty] | 0 | 22603.2 | 85% | 100%

## 7. Energy Storage (and DC Suppl
SILULATION PARAMETERS
Group | 3. Energy
UC | 7. Energy Storage (and DC Supply)
# Baselien Lampposts | 554000
% Lamppost in scope of Use Case | 100%
Group 3. Energy / 7. Energy Storage (and DC Supply) | Min | Max
Scope
Baseline # Lampposts | 554000 | 554000
# Lamppost in scope | 554000 | 554000
Battery # | 55400 | 55400
1) Investment | 33240000 | 65372000
Capex | 16066000 | 33794000
Implementation Cost | 17174000 | 31578000
2) Opex | 3988800 | 7312800 |  | Ò
3) Revenues | 0 | 0
0 | 0 | 0
0 | 0 | 0
0 | 0 | 0
0 | 0 | 0
0 | 0 | 0
4) Cash Releasing benefits | 191462400 | 287193600
Reduction of Electricity costs | 191462400 | 287193600
0 | 0 | 0
0 | 0 | 0
0% | 0 | 0
0 | 0 | 0
5) Net Cash from operations (per Year) (4+3-2) | 187473600 | 279880800
6) Wider Cash Benefits | 132960 | 398880
Reduction of cabling Maintenance | 132960 | 398880
0% | 0 | 0
0% | 0 | 0
0% | 0 | 0
0% | 0 | 0
7) Net Societal Cash from operations (per Year) (5+6) | 187606560 | 280279680
Key Ratios
Investment Cost / # of in scope Lampposts | 60 | 118
Net Yearly Cash from operations / Investment | 564% | 428.1%
Net Yearly Societal Cash from operations / Investment | 564.4% | 428.7%
Capex | Name | Capex |  | Units |  |  | Unit Price Range
|  | Min | Max | # Units / Measure | # lamppost in scope | # Units | Min | Max
Item 1 | Battery | 5540000 | 22160000 | 0.1 | 554000 | 55400 | 100 | 400
Item 2 | Remote telemetry system | 10526000 | 11634000 | 0.1 | 554000 | 55400 | 190 | 210
Item 3 | 0 | 0 | 0 | 0 | 554000 | 0 | 0 | 0
Item 4 | 0 | 0 | 0 | 0 | 554000 | 0 | 0 | 0
Item 5 | 0 | 0 | 0 | 0 | 554000 | 0 | 0 | 0
SUM |  | 16066000 | 33794000
Implementation | Name | Implementation Cost |  | Units |  |  | Unit Price Range
|  | Min | Max | # Units / Measure | # lamppost in scope | # Units | Min | Max
Item 1 | Installation of the battery &remote control | 17174000 | 31578000 | 0.1 | 554000 | 55400 | 310 | 570
Item 2 | 0 | 0 | 0 | 0 | 554000 | 0 | 0 | 0
Item 3 | 0 | 0 | 0 | 0 | 554000 | 0 | 0 | 0
Item 4 | 0 | 0 | 0 | 0 | 554000 | 0 | 0 | 0
Item 5 | 0 | 0 | 0 | 0 | 554000 | 0 | 0 | 0
SUM |  | 17174000 | 31578000
Opex | Name | Opex Cost (Monthly) |  | Units |  |  | Unit Cost Range (Month)
|  | Min | Max | # Units / Measure | # lamppost in scope | # Units | Min | Max
Item 1 | Maintenance of the battery &remote control | 332400 | 609400 | 0.1 | 554000 | 55400 | 6 | 11
Item 2 | 0 | 0 | 0 | 0 | 554000 | 0 | 0 | 0
Item 3 | 0 | 0 | 0 | 0 | 554000 | 0 | 0 | 0
Item 4 | 0 | 0 | 0 | 0 | 554000 | 0 | 0 | 0
Item 5 | 0 | 0 | 0 | 0 | 554000 | 0 | 0 | 0
SUM |  | 332400 | 609400
Revenues | Name | Revenues (Monthly) |  | Units |  |  | Unit Price Range (Month)
|  | Min | Max | # Units / Measure | # lamppost in scope | # Units | Min | Max
Item 1 | 0 | 0 | 0 | 0 | 554000 | 0 | 0 | 0
Item 2 | 0 | 0 | 0 | 0 | 554000 | 0 | 0 | 0
Item 3 | 0 | 0 | 0 | 0 | 554000 | 0 | 0 | 0
Item 4 | 0 | 0 | 0 | 0 | 554000 | 0 | 0 | 0
Item 5 | 0 | 0 | 0 | 0 | 554000 | 0 | 0 | 0
SUM |  | 0 | 0
Cash releasing Benefits | Name | Unit | Cash Releasing Benefits (Monthly) |  | Baseline (Monthly) |  |  |  |  | Target Units |  |  |  | Target Unit Cost (Monthly) |  |  |  | Target Cost (Monthy)
[5 empty] | Units |  |  | Cost (Monthly) |  | Reduction # of Unit |  | Target # Units |  | Reduction cost /Unit |  | Target Cost / Unit |  |  |  | % reduction Baseline
|  |  | Min | Max | # Units / Measure | # lamppost in scope | # Units | Unit Cost / Month | Baseline Cost | Min | Max | Min | Max | Min | Max | Min | Max | Min | Max | Min | Max
Item 1 | Reduction of Electricity costs | Per Kwh | 15955200 | 23932800 | 600 | 554000 | 332400000 | 0.12 | 39888000 | 40% | 60% | 132960000 | 199440000 | 0% | 0% | 0.12 | 0.12 | 15955200 | 23932800 | 40% | 60%
Item 2 | 0 | 0 | 0 | 0 | 0 | 554000 | 0 | 0 | 0 | 0% | 0% | 0 | 0 | 0% | 0% | 0 | 0 | 0 | 0 | #DIV/0! | #DIV/0!
Item 3 | 0 | 0 | 0 | 0 | 0 | 554000 | 0 | 0 | 0 | 0% | 0% | 0 | 0 | 0% | 0% | 0 | 0 | 0 | 0 | #DIV/0! | #DIV/0!
Item 4 | 0% | 0% | 0 | 0 | 0 | 554000 | 0 | 0 | 0 | 0% | 0% | 0 | 0 | 0% | 0% | 0 | 0 | 0 | 0 | #DIV/0! | #DIV/0!
Item 5 | 0 | 0 | 0 | 0 | 0 | 554000 | 0 | 0 | 0 | 0% | 0% | 0 | 0 | 0% | 0% | 0 | 0 | 0 | 0 | #DIV/0! | #DIV/0!
SUM |  |  | 15955200 | 23932800 |  |  |  |  | 39888000 | [8 empty] | 15955200 | 23932800 | 40% | 60%
Wider cash Benefits | Name | Unit | Cash Releasing Benefits (Monthly) |  | Baseline (Monthly) |  |  |  |  | Target Units |  |  |  | Target Unit Cost (Monthly) |  |  |  | Target Cost (Monthy)
[5 empty] | Units |  |  | Cost (Monthly) |  | Reduction # of Unit |  | Target # Units |  | Reduction cost /Unit |  | Target Cost / Unit |  |  |  | % reduction Baseline
|  |  | Min | Max | # Units / Measure | # lamppost in scope | # Units | Unit Cost / Month | Baseline Cost | Min | Max | Min | Max | Min | Max | Min | Max | Min | Max | Min | Max
Item 1 | Reduction of cabling Maintenance | Per cabling system | 11080 | 33240 | 0.025 | 554000 | 13850 | 8 | 110800 | 10% | 30% | 9695 | 12465 | 0% | 0% | 8 | 8 | 77560 | 99720 | 10% | 30%
Item 2 | 0% | 0% | 0 | 0 | 0 | 554000 | 0 | 0 | 0 | 0% | 0% | 0 | 0 | 0% | 0% | 0 | 0 | 0 | 0 | #DIV/0! | #DIV/0!
Item 3 | 0 | 0 | 0 | 0 | 0 | 554000 | 0 | 0 | 0 | 0% | 0% | 0 | 0 | 0% | 0% | 0 | 0 | 0 | 0 | #DIV/0! | #DIV/0!
Item 4 | 0 | 0 | 0 | 0 | 0 | 554000 | 0 | 0 | 0 | 0% | 0% | 0 | 0 | 0% | 0% | 0 | 0 | 0 | 0 | #DIV/0! | #DIV/0!
Item 5 | 0 | 0 | 0 | 0 | 0 | 554000 | 0 | 0 | 0 | 0% | 0% | 0 | 0 | 0% | 0% | 0 | 0 | 0 | 0 | #DIV/0! | #DIV/0!
SUM |  |  | 11080 | 33240 |  |  |  |  | 110800 | [8 empty] | 77560 | 99720 | 10% | 30%

## 8. CCTV
SILULATION PARAMETERS
Group | 4. Public Safety
UC | 8. CCTV
# Baselien Lampposts | 554000
% Lamppost in scope of Use Case | 100%
Group 4. Public Safety / 8. CCTV | Min | Max
Scope
Baseline # Lampposts | 554000 | 554000
# Lamppost in scope | 554000 | 554000
Remote CCTV # | 27700 | 27700
1) Investment | 14404100 | 31301140
Capex | 6648100 | 20221140
Implementation Cost | 7756000 | 11080000
2) Opex | 12631200 | 26259600 |  | Ò
3) Revenues | 0 | 0
0 | 0 | 0
0 | 0 | 0
0 | 0 | 0
0 | 0 | 0
0 | 0 | 0
4) Cash Releasing benefits | 0 | 0
0 | 0 | 0
0% | 0 | 0
0 | 0 | 0
0% | 0 | 0
0 | 0 | 0
5) Net Cash from operations (per Year) (4+3-2) | -12631200 | -26259600
6) Wider Cash Benefits | 207417600 | 622252800
Crime reduction & prevention | 207417600 | 622252800
0% | 0 | 0
0% | 0 | 0
0% | 0 | 0
0% | 0 | 0
7) Net Societal Cash from operations (per Year) (5+6) | 194786400 | 595993200
Key Ratios
Investment Cost / # of in scope Lampposts | 26.0002 | 56.5003
Net Yearly Cash from operations / Investment | -87.69% | -83.89%
Net Yearly Societal Cash from operations / Investment | 1352% | 1904%
Capex | Name | Capex |  | Units |  |  | Unit Price Range
|  | Min | Max | # Units / Measure | # lamppost in scope | # Units | Min | Max
Item 1 | Remote CCTV | 2493000 | 9695000 | 0.05 | 554000 | 27700 | 90 | 350
Item 2 | DVR (Digital Video Recorder) | 4155000 | 10526000 | 0.05 | 554000 | 27700 | 150 | 380
Item 3 | Monitor/screens | 100 | 140 | NA | 554000 | 1 | 100 | 140
Item 4 | 0 | 0 | 0 | 0 | 554000 | 0 | 0 | 0
Item 5 | 0 | 0 | 0 | 0 | 554000 | 0 | 0 | 0
SUM |  | 6648100 | 20221140
Implementation | Name | Implementation Cost |  | Units |  |  | Unit Price Range
|  | Min | Max | # Units / Measure | # lamppost in scope | # Units | Min | Max
Item 1 | Installation of the CCTV system | 7756000 | 11080000 | 0.05 | 554000 | 27700 | 280 | 400
Item 2 | 0 | 0 | 0 | 0 | 554000 | 0 | 0 | 0
Item 3 | 0 | 0 | 0 | 0 | 554000 | 0 | 0 | 0
Item 4 | 0 | 0 | 0 | 0 | 554000 | 0 | 0 | 0
Item 5 | 0 | 0 | 0 | 0 | 554000 | 0 | 0 | 0
SUM |  | 7756000 | 11080000
Opex | Name | Opex Cost (Monthly) |  | Units |  |  | Unit Cost Range (Month)
|  | Min | Max | # Units / Measure | # lamppost in scope | # Units | Min | Max
Item 1 | Maintenance of the CCTV monitor | 55400 | 138500 | 0.05 | 554000 | 27700 | 2 | 5
Item 2 | Maintenance of the CCTV camera | 166200 | 526300 | 0.05 | 554000 | 27700 | 6 | 19
Item 3 | Maintenance of the DVR (Digital Video Recorder) and monitor | 831000 | 1523500 | 0.05 | 554000 | 27700 | 30 | 55
Item 4 | 0 | 0 | 0 | 0 | 554000 | 0 | 0 | 0
Item 5 | 0 | 0 | 0 | 0 | 554000 | 0 | 0 | 0
SUM |  | 1052600 | 2188300
Revenues | Name | Revenues (Monthly) |  | Units |  |  | Unit Price Range (Month)
|  | Min | Max | # Units / Measure | # lamppost in scope | # Units | Min | Max
Item 1 | 0 | 0 | 0 | 0 | 554000 | 0 | 0 | 0
Item 2 | 0 | 0 | 0 | 0 | 554000 | 0 | 0 | 0
Item 3 | 0 | 0 | 0 | 0 | 554000 | 0 | 0 | 0
Item 4 | 0 | 0 | 0 | 0 | 554000 | 0 | 0 | 0
Item 5 | 0 | 0 | 0 | 0 | 554000 | 0 | 0 | 0
SUM |  | 0 | 0
Cash releasing Benefits | Name | Unit | Cash Releasing Benefits (Monthly) |  | Baseline (Monthly) |  |  |  |  | Target Units |  |  |  | Target Unit Cost (Monthly) |  |  |  | Target Cost (Monthy)
[5 empty] | Units |  |  | Cost (Monthly) |  | Reduction # of Unit |  | Target # Units |  | Reduction cost /Unit |  | Target Cost / Unit |  |  |  | % reduction Baseline
|  |  | Min | Max | # Units / Measure | # lamppost in scope | # Units | Unit Cost / Month | Baseline Cost | Min | Max | Min | Max | Min | Max | Min | Max | Min | Max | Min | Max
Item 1 | 0 | 0 | 0 | 0 | 0 | 554000 | 0 | 0 | 0 | 0% | 0% | 0 | 0 | 0% | 0% | 0 | 0 | 0 | 0 | #DIV/0! | #DIV/0!
Item 2 | 0% | 0% | 0 | 0 | 0 | 554000 | 0 | 0 | 0 | 0% | 0% | 0 | 0 | 0% | 0% | 0 | 0 | 0 | 0 | #DIV/0! | #DIV/0!
Item 3 | 0 | 0 | 0 | 0 | 0 | 554000 | 0 | 0 | 0 | 0% | 0% | 0 | 0 | 0% | 0% | 0 | 0 | 0 | 0 | #DIV/0! | #DIV/0!
Item 4 | 0% | 0% | 0 | 0 | 0 | 554000 | 0 | 0 | 0 | 0% | 0% | 0 | 0 | 0% | 0% | 0 | 0 | 0 | 0 | #DIV/0! | #DIV/0!
Item 5 | 0 | 0 | 0 | 0 | 0 | 554000 | 0 | 0 | 0 | 0% | 0% | 0 | 0 | 0% | 0% | 0 | 0 | 0 | 0 | #DIV/0! | #DIV/0!
SUM |  |  | 0 | 0 |  |  |  |  | 0 | [8 empty] | 0 | 0 | #DIV/0! | #DIV/0!
Wider cash Benefits | Name | Unit | Cash Releasing Benefits (Monthly) |  | Baseline (Monthly) |  |  |  |  | Target Units |  |  |  | Target Unit Cost (Monthly) |  |  |  | Target Cost (Monthy)
[5 empty] | Units |  |  | Cost (Monthly) |  | Reduction # of Unit |  | Target # Units |  | Reduction cost /Unit |  | Target Cost / Unit |  |  |  | % reduction Baseline
|  |  | Min | Max | # Units / Measure | # lamppost in scope | # Units | Unit Cost / Month | Baseline Cost | Min | Max | Min | Max | Min | Max | Min | Max | Min | Max | Min | Max
Item 1 | Crime reduction & prevention | Per crime (property, persons) | 17284800 | 51854400 | 0.065 | 554000 | 36010 | 4800 | 172848000 | 10% | 30% | 25207 | 32409 | 0% | 0% | 4800 | 4800 | 120993600 | 155563200 | 10% | 30%
Item 2 | 0% | 0% | 0 | 0 | 0 | 554000 | 0 | 0 | 0 | 0% | 0% | 0 | 0 | 0% | 0% | 0 | 0 | 0 | 0 | #DIV/0! | #DIV/0!
Item 3 | 0% | 0% | 0 | 0 | 0 | 554000 | 0 | 0 | 0 | 0% | 0% | 0 | 0 | 0% | 0% | 0 | 0 | 0 | 0 | #DIV/0! | #DIV/0!
Item 4 | 0% | 0% | 0 | 0 | 0 | 554000 | 0 | 0 | 0 | 0% | 0% | 0 | 0 | 0% | 0% | 0 | 0 | 0 | 0 | #DIV/0! | #DIV/0!
Item 5 | 0 | 0% | 0 | 0 | 0 | 554000 | 0 | 0 | 0 | 0% | 0% | 0 | 0 | 0% | 0% | 0 | 0 | 0 | 0 | #DIV/0! | #DIV/0!
SUM |  |  | 17284800 | 51854400 |  |  |  |  | 172848000 | [8 empty] | 120993600 | 155563200 | 10% | 30%

## 9. Push To Talk
SILULATION PARAMETERS
Group | 4. Public Safety
UC | 9. Push To Talk (PTT)
# Baselien Lampposts | 554000
% Lamppost in scope of Use Case | 100%
Group 4. Public Safety / 9. Push To Talk (PTT) | Min | Max
Scope
Baseline # Lampposts | 554000 | 554000
# Lamppost in scope | 554000 | 554000
Code Blue IP # | 27700 | 27700
1) Investment | 55400000 | 163430000
Capex | 8310000 | 55400000
Implementation Cost | 47090000 | 108030000
2) Opex | 1329600 | 8310000 |  | Ò
3) Revenues | 0 | 0
0 | 0 | 0
0 | 0 | 0
0 | 0 | 0
0 | 0 | 0
0 | 0 | 0
4) Cash Releasing benefits | 0 | 0
0 | 0 | 0
0% | 0 | 0
0 | 0 | 0
0% | 0 | 0
0 | 0 | 0
5) Net Cash from operations (per Year) (4+3-2) | -1329600 | -8310000
6) Wider Cash Benefits | 0 | 0
0% | 0 | 0
0% | 0 | 0
0% | 0 | 0
0% | 0 | 0
0% | 0 | 0
7) Net Societal Cash from operations (per Year) (5+6) | -1329600 | -8310000
Key Ratios
Investment Cost / # of in scope Lampposts | 100 | 295
Net Yearly Cash from operations / Investment | -2.4% | -5.085%
Net Yearly Societal Cash from operations / Investment | -2.4% | -5.085%
Capex | Name | Capex |  | Units |  |  | Unit Price Range
|  | Min | Max | # Units / Measure | # lamppost in scope | # Units | Min | Max
Item 1 | Code Blue IP | 8310000 | 55400000 | 0.05 | 554000 | 27700 | 300 | 2000
Item 2 | 0 | 0 | 0 | 0 | 554000 | 0 | 0 | 0
Item 3 | 0 | 0 | 0 | 0 | 554000 | 0 | 0 | 0
Item 4 | 0 | 0 | 0 | 0 | 554000 | 0 | 0 | 0
Item 5 | 0 | 0 | 0 | 0 | 554000 | 0 | 0 | 0
SUM |  | 8310000 | 55400000
Implementation | Name | Implementation Cost |  | Units |  |  | Unit Price Range
|  | Min | Max | # Units / Measure | # lamppost in scope | # Units | Min | Max
Item 1 | Installation of the PTT | 47090000 | 108030000 | 0.05 | 554000 | 27700 | 1700 | 3900
Item 2 | 0 | 0 | 0 | 0 | 554000 | 0 | 0 | 0
Item 3 | 0 | 0 | 0 | 0 | 554000 | 0 | 0 | 0
Item 4 | 0 | 0 | 0 | 0 | 554000 | 0 | 0 | 0
Item 5 | 0 | 0 | 0 | 0 | 554000 | 0 | 0 | 0
SUM |  | 47090000 | 108030000
Opex | Name | Opex Cost (Monthly) |  | Units |  |  | Unit Cost Range (Month)
|  | Min | Max | # Units / Measure | # lamppost in scope | # Units | Min | Max
Item 1 | Maintenance of the PTT device | 110800 | 692500 | 0.05 | 554000 | 27700 | 4 | 25
Item 2 | 0 | 0 | 0 | 0 | 554000 | 0 | 0 | 0
Item 3 | 0 | 0 | 0 | 0 | 554000 | 0 | 0 | 0
Item 4 | 0 | 0 | 0 | 0 | 554000 | 0 | 0 | 0
Item 5 | 0 | 0 | 0 | 0 | 554000 | 0 | 0 | 0
SUM |  | 110800 | 692500
Revenues | Name | Revenues (Monthly) |  | Units |  |  | Unit Price Range (Month)
|  | Min | Max | # Units / Measure | # lamppost in scope | # Units | Min | Max
Item 1 | 0 | 0 | 0 | 0 | 554000 | 0 | 0 | 0
Item 2 | 0 | 0 | 0 | 0 | 554000 | 0 | 0 | 0
Item 3 | 0 | 0 | 0 | 0 | 554000 | 0 | 0 | 0
Item 4 | 0 | 0 | 0 | 0 | 554000 | 0 | 0 | 0
Item 5 | 0 | 0 | 0 | 0 | 554000 | 0 | 0 | 0
SUM |  | 0 | 0
Cash releasing Benefits | Name | Unit | Cash Releasing Benefits (Monthly) |  | Baseline (Monthly) |  |  |  |  | Target Units |  |  |  | Target Unit Cost (Monthly) |  |  |  | Target Cost (Monthy)
[5 empty] | Units |  |  | Cost (Monthly) |  | Reduction # of Unit |  | Target # Units |  | Reduction cost /Unit |  | Target Cost / Unit |  |  |  | % reduction Baseline
|  |  | Min | Max | # Units / Measure | # lamppost in scope | # Units | Unit Cost / Month | Baseline Cost | Min | Max | Min | Max | Min | Max | Min | Max | Min | Max | Min | Max
Item 1 | 0 | 0 | 0 | 0 | 0 | 554000 | 0 | 0 | 0 | 0% | 0% | 0 | 0 | 0% | 0% | 0 | 0 | 0 | 0 | #DIV/0! | #DIV/0!
Item 2 | 0% | 0% | 0 | 0 | 0 | 554000 | 0 | 0 | 0 | 0% | 0% | 0 | 0 | 0% | 0% | 0 | 0 | 0 | 0 | #DIV/0! | #DIV/0!
Item 3 | 0 | 0 | 0 | 0 | 0 | 554000 | 0 | 0 | 0 | 0% | 0% | 0 | 0 | 0% | 0% | 0 | 0 | 0 | 0 | #DIV/0! | #DIV/0!
Item 4 | 0% | 0% | 0 | 0 | 0 | 554000 | 0 | 0 | 0 | 0% | 0% | 0 | 0 | 0% | 0% | 0 | 0 | 0 | 0 | #DIV/0! | #DIV/0!
Item 5 | 0 | 0 | 0 | 0 | 0 | 554000 | 0 | 0 | 0 | 0% | 0% | 0 | 0 | 0% | 0% | 0 | 0 | 0 | 0 | #DIV/0! | #DIV/0!
SUM |  |  | 0 | 0 |  |  |  |  | 0 | [8 empty] | 0 | 0 | #DIV/0! | #DIV/0!
Wider cash Benefits | Name | Unit | Cash Releasing Benefits (Monthly) |  | Baseline (Monthly) |  |  |  |  | Target Units |  |  |  | Target Unit Cost (Monthly) |  |  |  | Target Cost (Monthy)
[5 empty] | Units |  |  | Cost (Monthly) |  | Reduction # of Unit |  | Target # Units |  | Reduction cost /Unit |  | Target Cost / Unit |  |  |  | % reduction Baseline
|  |  | Min | Max | # Units / Measure | # lamppost in scope | # Units | Unit Cost / Month | Baseline Cost | Min | Max | Min | Max | Min | Max | Min | Max | Min | Max | Min | Max
Item 1 | 0% | 0% | 0 | 0 | 0 | 554000 | 0 | 0 | 0 | 0% | 0% | 0 | 0 | 0% | 0% | 0 | 0 | 0 | 0 | #DIV/0! | #DIV/0!
Item 2 | 0% | 0% | 0 | 0 | 0 | 554000 | 0 | 0 | 0 | 0% | 0% | 0 | 0 | 0% | 0% | 0 | 0 | 0 | 0 | #DIV/0! | #DIV/0!
Item 3 | 0% | 0% | 0 | 0 | 0 | 554000 | 0 | 0 | 0 | 0% | 0% | 0 | 0 | 0% | 0% | 0 | 0 | 0 | 0 | #DIV/0! | #DIV/0!
Item 4 | 0% | 0% | 0 | 0 | 0 | 554000 | 0 | 0 | 0 | 0% | 0% | 0 | 0 | 0% | 0% | 0 | 0 | 0 | 0 | #DIV/0! | #DIV/0!
Item 5 | 0 | 0% | 0 | 0 | 0 | 554000 | 0 | 0 | 0 | 0% | 0% | 0 | 0 | 0% | 0% | 0 | 0 | 0 | 0 | #DIV/0! | #DIV/0!
SUM |  |  | 0 | 0 |  |  |  |  | 0 | [8 empty] | 0 | 0 | #DIV/0! | #DIV/0!

## 10. Public speakers Alert
SILULATION PARAMETERS
Group | 4. Public Safety
UC | 10. Public speakers Alert
# Baselien Lampposts | 554000
% Lamppost in scope of Use Case | 100%
Group 4. Public Safety / 10. Public speakers Alert | Min | Max
Scope
Baseline # Lampposts | 554000 | 554000
# Lamppost in scope | 554000 | 554000
Wireless Concealed Placement Speaker # | 27700 | 27700
1) Investment | 6371000 | 14127000
Capex | 2216000 | 6371000
Implementation Cost | 4155000 | 7756000
2) Opex | 332400 | 997200 |  | Ò
3) Revenues | 0 | 0
0 | 0 | 0
0 | 0 | 0
0 | 0 | 0
0 | 0 | 0
0 | 0 | 0
4) Cash Releasing benefits | 0 | 0
0 | 0 | 0
0% | 0 | 0
0 | 0 | 0
0% | 0 | 0
0 | 0 | 0
5) Net Cash from operations (per Year) (4+3-2) | -332400 | -997200
6) Wider Cash Benefits | 0 | 0
0% | 0 | 0
0% | 0 | 0
0% | 0 | 0
0% | 0 | 0
0% | 0 | 0
7) Net Societal Cash from operations (per Year) (5+6) | -332400 | -997200
Key Ratios
Investment Cost / # of in scope Lampposts | 11.5 | 25.5
Net Yearly Cash from operations / Investment | -5.217% | -7.059%
Net Yearly Societal Cash from operations / Investment | -5.217% | -7.059%
Capex | Name | Capex |  | Units |  |  | Unit Price Range
|  | Min | Max | # Units / Measure | # lamppost in scope | # Units | Min | Max
Item 1 | Wireless Concealed Placement Speaker | 2216000 | 6371000 | 0.05 | 554000 | 27700 | 80 | 230
Item 2 | 0 | 0 | 0 | 0 | 554000 | 0 | 0 | 0
Item 3 | 0 | 0 | 0 | 0 | 554000 | 0 | 0 | 0
Item 4 | 0 | 0 | 0 | 0 | 554000 | 0 | 0 | 0
Item 5 | 0 | 0 | 0 | 0 | 554000 | 0 | 0 | 0
SUM |  | 2216000 | 6371000
Implementation | Name | Implementation Cost |  | Units |  |  | Unit Price Range
|  | Min | Max | # Units / Measure | # lamppost in scope | # Units | Min | Max
Item 1 | Installation of the public speakers | 4155000 | 7756000 | 0.05 | 554000 | 27700 | 150 | 280
Item 2 | 0 | 0 | 0 | 0 | 554000 | 0 | 0 | 0
Item 3 | 0 | 0 | 0 | 0 | 554000 | 0 | 0 | 0
Item 4 | 0 | 0 | 0 | 0 | 554000 | 0 | 0 | 0
Item 5 | 0 | 0 | 0 | 0 | 554000 | 0 | 0 | 0
SUM |  | 4155000 | 7756000
Opex | Name | Opex Cost (Monthly) |  | Units |  |  | Unit Cost Range (Month)
|  | Min | Max | # Units / Measure | # lamppost in scope | # Units | Min | Max
Item 1 | Maintenance of the public speakers | 27700 | 83100 | 0.05 | 554000 | 27700 | 1 | 3
Item 2 | 0 | 0 | 0 | 0 | 554000 | 0 | 0 | 0
Item 3 | 0 | 0 | 0 | 0 | 554000 | 0 | 0 | 0
Item 4 | 0 | 0 | 0 | 0 | 554000 | 0 | 0 | 0
Item 5 | 0 | 0 | 0 | 0 | 554000 | 0 | 0 | 0
SUM |  | 27700 | 83100
Revenues | Name | Revenues (Monthly) |  | Units |  |  | Unit Price Range (Month)
|  | Min | Max | # Units / Measure | # lamppost in scope | # Units | Min | Max
Item 1 | 0 | 0 | 0 | 0 | 554000 | 0 | 0 | 0
Item 2 | 0 | 0 | 0 | 0 | 554000 | 0 | 0 | 0
Item 3 | 0 | 0 | 0 | 0 | 554000 | 0 | 0 | 0
Item 4 | 0 | 0 | 0 | 0 | 554000 | 0 | 0 | 0
Item 5 | 0 | 0 | 0 | 0 | 554000 | 0 | 0 | 0
SUM |  | 0 | 0
Cash releasing Benefits | Name | Unit | Cash Releasing Benefits (Monthly) |  | Baseline (Monthly) |  |  |  |  | Target Units |  |  |  | Target Unit Cost (Monthly) |  |  |  | Target Cost (Monthy)
[5 empty] | Units |  |  | Cost (Monthly) |  | Reduction # of Unit |  | Target # Units |  | Reduction cost /Unit |  | Target Cost / Unit |  |  |  | % reduction Baseline
|  |  | Min | Max | # Units / Measure | # lamppost in scope | # Units | Unit Cost / Month | Baseline Cost | Min | Max | Min | Max | Min | Max | Min | Max | Min | Max | Min | Max
Item 1 | 0 | 0 | 0 | 0 | 0 | 554000 | 0 | 0 | 0 | 0% | 0% | 0 | 0 | 0% | 0% | 0 | 0 | 0 | 0 | #DIV/0! | #DIV/0!
Item 2 | 0% | 0% | 0 | 0 | 0 | 554000 | 0 | 0 | 0 | 0% | 0% | 0 | 0 | 0% | 0% | 0 | 0 | 0 | 0 | #DIV/0! | #DIV/0!
Item 3 | 0 | 0 | 0 | 0 | 0 | 554000 | 0 | 0 | 0 | 0% | 0% | 0 | 0 | 0% | 0% | 0 | 0 | 0 | 0 | #DIV/0! | #DIV/0!
Item 4 | 0% | 0% | 0 | 0 | 0 | 554000 | 0 | 0 | 0 | 0% | 0% | 0 | 0 | 0% | 0% | 0 | 0 | 0 | 0 | #DIV/0! | #DIV/0!
Item 5 | 0 | 0 | 0 | 0 | 0 | 554000 | 0 | 0 | 0 | 0% | 0% | 0 | 0 | 0% | 0% | 0 | 0 | 0 | 0 | #DIV/0! | #DIV/0!
SUM |  |  | 0 | 0 |  |  |  |  | 0 | [8 empty] | 0 | 0 | #DIV/0! | #DIV/0!
Wider cash Benefits | Name | Unit | Cash Releasing Benefits (Monthly) |  | Baseline (Monthly) |  |  |  |  | Target Units |  |  |  | Target Unit Cost (Monthly) |  |  |  | Target Cost (Monthy)
[5 empty] | Units |  |  | Cost (Monthly) |  | Reduction # of Unit |  | Target # Units |  | Reduction cost /Unit |  | Target Cost / Unit |  |  |  | % reduction Baseline
|  |  | Min | Max | # Units / Measure | # lamppost in scope | # Units | Unit Cost / Month | Baseline Cost | Min | Max | Min | Max | Min | Max | Min | Max | Min | Max | Min | Max
Item 1 | 0% | 0% | 0 | 0 | 0 | 554000 | 0 | 0 | 0 | 0% | 0% | 0 | 0 | 0% | 0% | 0 | 0 | 0 | 0 | #DIV/0! | #DIV/0!
Item 2 | 0% | 0% | 0 | 0 | 0 | 554000 | 0 | 0 | 0 | 0% | 0% | 0 | 0 | 0% | 0% | 0 | 0 | 0 | 0 | #DIV/0! | #DIV/0!
Item 3 | 0% | 0% | 0 | 0 | 0 | 554000 | 0 | 0 | 0 | 0% | 0% | 0 | 0 | 0% | 0% | 0 | 0 | 0 | 0 | #DIV/0! | #DIV/0!
Item 4 | 0% | 0% | 0 | 0 | 0 | 554000 | 0 | 0 | 0 | 0% | 0% | 0 | 0 | 0% | 0% | 0 | 0 | 0 | 0 | #DIV/0! | #DIV/0!
Item 5 | 0 | 0% | 0 | 0 | 0 | 554000 | 0 | 0 | 0 | 0% | 0% | 0 | 0 | 0% | 0% | 0 | 0 | 0 | 0 | #DIV/0! | #DIV/0!
SUM |  |  | 0 | 0 |  |  |  |  | 0 | [8 empty] | 0 | 0 | #DIV/0! | #DIV/0!

## 11. Air Quality Sensor
SILULATION PARAMETERS
Group | 5. Environmental Monitoring
UC | 11. Air Quality Sensor
# Baselien Lampposts | 554000
% Lamppost in scope of Use Case | 100%
Group 5. Environmental Monitoring / 11. Air Quality Sensor | Min | Max
Scope
Baseline # Lampposts | 554000 | 554000
# Lamppost in scope | 554000 | 554000
Air Quality Sensor # | 55400 | 55400
1) Investment | 28265000 | 58750120
Capex | 11090000 | 17199000
Implementation Cost | 17175000 | 41551120
2) Opex | 1994568 | 2659968 |  | Ò
3) Revenues | 0 | 0
0 | 0 | 0
0 | 0 | 0
0 | 0 | 0
0 | 0 | 0
0 | 0 | 0
4) Cash Releasing benefits | 0 | 0
0 | 0 | 0
0% | 0 | 0
0 | 0 | 0
0% | 0 | 0
0 | 0 | 0
5) Net Cash from operations (per Year) (4+3-2) | -1994568 | -2659968
6) Wider Cash Benefits | 361651.2 | 723302.4
Carbon savings | 361651.2 | 723302.4
0% | 0 | 0
0% | 0 | 0
0% | 0 | 0
0% | 0 | 0
7) Net Societal Cash from operations (per Year) (5+6) | -1632916.8 | -1936665.6
Key Ratios
Investment Cost / # of in scope Lampposts | 51.0199 | 106.0471
Net Yearly Cash from operations / Investment | -7.057% | -4.528%
Net Yearly Societal Cash from operations / Investment | -5.777% | -3.296%
Capex | Name | Capex |  | Units |  |  | Unit Price Range
|  | Min | Max | # Units / Measure | # lamppost in scope | # Units | Min | Max
Item 1 | Air Quality Sensor | 11080000 | 17174000 | 0.1 | 554000 | 55400 | 200 | 310
Item 2 | Software tool | 10000 | 25000 | NA | 554000 | 1 | 10000 | 25000
Item 3 | 0 | 0 | 0 | 0 | 554000 | 0 | 0 | 0
Item 4 | 0 | 0 | 0 | 0 | 554000 | 0 | 0 | 0
Item 5 | 0 | 0 | 0 | 0 | 554000 | 0 | 0 | 0
SUM |  | 11090000 | 17199000
Implementation | Name | Implementation Cost |  | Units |  |  | Unit Price Range
|  | Min | Max | # Units / Measure | # lamppost in scope | # Units | Min | Max
Item 1 | Installation of the sensor | 17174000 | 41550000 | 0.1 | 554000 | 55400 | 310 | 750
Item 2 | Software installation | 1000 | 1120 | NA | 554000 | 1 | 1000 | 1120
Item 3 | 0 | 0 | 0 | 0 | 554000 | 0 | 0 | 0
Item 4 | 0 | 0 | 0 | 0 | 554000 | 0 | 0 | 0
Item 5 | 0 | 0 | 0 | 0 | 554000 | 0 | 0 | 0
SUM |  | 17175000 | 41551120
Opex | Name | Opex Cost (Monthly) |  | Units |  |  | Unit Cost Range (Month)
|  | Min | Max | # Units / Measure | # lamppost in scope | # Units | Min | Max
Item 1 | Maintenance of the Air Quality Sensor | 166200 | 221600 | 0.1 | 554000 | 55400 | 3 | 4
Item 2 | Maintenance of the software | 14 | 64 | NA | 554000 | 1 | 14 | 64
Item 3 | 0 | 0 | 0 | 0 | 554000 | 0 | 0 | 0
Item 4 | 0 | 0 | 0 | 0 | 554000 | 0 | 0 | 0
Item 5 | 0 | 0 | 0 | 0 | 554000 | 0 | 0 | 0
SUM |  | 166214 | 221664
Revenues | Name | Revenues (Monthly) |  | Units |  |  | Unit Price Range (Month)
|  | Min | Max | # Units / Measure | # lamppost in scope | # Units | Min | Max
Item 1 | 0 | 0 | 0 | 0 | 554000 | 0 | 0 | 0
Item 2 | 0 | 0 | 0 | 0 | 554000 | 0 | 0 | 0
Item 3 | 0 | 0 | 0 | 0 | 554000 | 0 | 0 | 0
Item 4 | 0 | 0 | 0 | 0 | 554000 | 0 | 0 | 0
Item 5 | 0 | 0 | 0 | 0 | 554000 | 0 | 0 | 0
SUM |  | 0 | 0
Cash releasing Benefits | Name | Unit | Cash Releasing Benefits (Monthly) |  | Baseline (Monthly) |  |  |  |  | Target Units |  |  |  | Target Unit Cost (Monthly) |  |  |  | Target Cost (Monthy)
[5 empty] | Units |  |  | Cost (Monthly) |  | Reduction # of Unit |  | Target # Units |  | Reduction cost /Unit |  | Target Cost / Unit |  |  |  | % reduction Baseline
|  |  | Min | Max | # Units / Measure | # lamppost in scope | # Units | Unit Cost / Month | Baseline Cost | Min | Max | Min | Max | Min | Max | Min | Max | Min | Max | Min | Max
Item 1 | 0 | 0 | 0 | 0 | 0 | 554000 | 0 | 0 | 0 | 0% | 0% | 0 | 0 | 0% | 0% | 0 | 0 | 0 | 0 | #DIV/0! | #DIV/0!
Item 2 | 0% | 0% | 0 | 0 | 0 | 554000 | 0 | 0 | 0 | 0% | 0% | 0 | 0 | 0% | 0% | 0 | 0 | 0 | 0 | #DIV/0! | #DIV/0!
Item 3 | 0 | 0 | 0 | 0 | 0 | 554000 | 0 | 0 | 0 | 0% | 0% | 0 | 0 | 0% | 0% | 0 | 0 | 0 | 0 | #DIV/0! | #DIV/0!
Item 4 | 0% | 0% | 0 | 0 | 0 | 554000 | 0 | 0 | 0 | 0% | 0% | 0 | 0 | 0% | 0% | 0 | 0 | 0 | 0 | #DIV/0! | #DIV/0!
Item 5 | 0 | 0 | 0 | 0 | 0 | 554000 | 0 | 0 | 0 | 0% | 0% | 0 | 0 | 0% | 0% | 0 | 0 | 0 | 0 | #DIV/0! | #DIV/0!
SUM |  |  | 0 | 0 |  |  |  |  | 0 | [8 empty] | 0 | 0 | #DIV/0! | #DIV/0!
Wider cash Benefits | Name | Unit | Cash Releasing Benefits (Monthly) |  | Baseline (Monthly) |  |  |  |  | Target Units |  |  |  | Target Unit Cost (Monthly) |  |  |  | Target Cost (Monthy)
[5 empty] | Units |  |  | Cost (Monthly) |  | Reduction # of Unit |  | Target # Units |  | Reduction cost /Unit |  | Target Cost / Unit |  |  |  | % reduction Baseline
|  |  | Min | Max | # Units / Measure | # lamppost in scope | # Units | Unit Cost / Month | Baseline Cost | Min | Max | Min | Max | Min | Max | Min | Max | Min | Max | Min | Max
Item 1 | Carbon savings | Per Ton of carbon | 30137.6 | 60275.2 | 0.017 | 554000 | 9418 | 16 | 150688 | 20% | 40% | 5650.8 | 7534.4 | 0% | 0% | 16 | 16 | 90412.8 | 120550.4 | 20% | 40%
Item 2 | 0% | 0% | 0 | 0 | 0 | 554000 | 0 | 0 | 0 | 0% | 0% | 0 | 0 | 0% | 0% | 0 | 0 | 0 | 0 | #DIV/0! | #DIV/0!
Item 3 | 0% | 0% | 0 | 0 | 0 | 554000 | 0 | 0 | 0 | 0% | 0% | 0 | 0 | 0% | 0% | 0 | 0 | 0 | 0 | #DIV/0! | #DIV/0!
Item 4 | 0% | 0% | 0 | 0 | 0 | 554000 | 0 | 0 | 0 | 0% | 0% | 0 | 0 | 0% | 0% | 0 | 0 | 0 | 0 | #DIV/0! | #DIV/0!
Item 5 | 0 | 0% | 0 | 0 | 0 | 554000 | 0 | 0 | 0 | 0% | 0% | 0 | 0 | 0% | 0% | 0 | 0 | 0 | 0 | #DIV/0! | #DIV/0!
SUM |  |  | 30137.6 | 60275.2 |  |  |  |  | 150688 | [8 empty] | 90412.8 | 120550.4 | 20% | 40%

## 12. Noise Sensor
SILULATION PARAMETERS
Group | 5. Environmental Monitoring
UC | 12. Noise Sensor
# Baselien Lampposts | 554000
% Lamppost in scope of Use Case | 100%
Group 5. Environmental Monitoring / 12. Noise Sensor | Min | Max
Scope
Baseline # Lampposts | 554000 | 554000
# Lamppost in scope | 554000 | 554000
Noise level sensor # | 55400 | 55400
1) Investment | 8875000 | 21355120
Capex | 287000 | 579000
Implementation Cost | 8588000 | 20776120
2) Opex | 1994568 | 2659968 |  | Ò
3) Revenues | 0 | 0
0 | 0 | 0
0 | 0 | 0
0 | 0 | 0
0 | 0 | 0
0 | 0 | 0
4) Cash Releasing benefits | 0 | 0
0 | 0 | 0
0% | 0 | 0
0 | 0 | 0
0% | 0 | 0
0 | 0 | 0
5) Net Cash from operations (per Year) (4+3-2) | -1994568 | -2659968
6) Wider Cash Benefits | 2440347.84 | 3660521.76
Improved security surveillance system | 2440347.84 | 3660521.76
0% | 0 | 0
0% | 0 | 0
0% | 0 | 0
0% | 0 | 0
7) Net Societal Cash from operations (per Year) (5+6) | 445779.84 | 1000553.76
Key Ratios
Investment Cost / # of in scope Lampposts | 16.0199 | 38.5471
Net Yearly Cash from operations / Investment | -22.47% | -12.46%
Net Yearly Societal Cash from operations / Investment | 5.023% | 4.685%
Capex | Name | Capex |  | Units |  |  | Unit Price Range
|  | Min | Max | # Units / Measure | # lamppost in scope | # Units | Min | Max
Item 1 | Noise level sensor | 277000 | 554000 | 0.1 | 554000 | 55400 | 5 | 10
Item 2 | Software tool | 10000 | 25000 | NA | 554000 | 1 | 10000 | 25000
Item 3 | 0 | 0 | 0 | 0 | 554000 | 0 | 0 | 0
Item 4 | 0 | 0 | 0 | 0 | 554000 | 0 | 0 | 0
Item 5 | 0 | 0 | 0 | 0 | 554000 | 0 | 0 | 0
SUM |  | 287000 | 579000
Implementation | Name | Implementation Cost |  | Units |  |  | Unit Price Range
|  | Min | Max | # Units / Measure | # lamppost in scope | # Units | Min | Max
Item 1 | Installation of the sensor | 8587000 | 20775000 | 0.1 | 554000 | 55400 | 155 | 375
Item 2 | Software installation | 1000 | 1120 | NA | 554000 | 1 | 1000 | 1120
Item 3 | 0 | 0 | 0 | 0 | 554000 | 0 | 0 | 0
Item 4 | 0 | 0 | 0 | 0 | 554000 | 0 | 0 | 0
Item 5 | 0 | 0 | 0 | 0 | 554000 | 0 | 0 | 0
SUM |  | 8588000 | 20776120
Opex | Name | Opex Cost (Monthly) |  | Units |  |  | Unit Cost Range (Month)
|  | Min | Max | # Units / Measure | # lamppost in scope | # Units | Min | Max
Item 1 | Maintenance of the noise sensor | 166200 | 221600 | 0.1 | 554000 | 55400 | 3 | 4
Item 2 | Maintenance of the software | 14 | 64 | NA | 554000 | 1 | 14 | 64
Item 3 | 0 | 0 | 0 | 0 | 554000 | 0 | 0 | 0
Item 4 | 0 | 0 | 0 | 0 | 554000 | 0 | 0 | 0
Item 5 | 0 | 0 | 0 | 0 | 554000 | 0 | 0 | 0
SUM |  | 166214 | 221664
Revenues | Name | Revenues (Monthly) |  | Units |  |  | Unit Price Range (Month)
|  | Min | Max | # Units / Measure | # lamppost in scope | # Units | Min | Max
Item 1 | 0 | 0 | 0 | 0 | 554000 | 0 | 0 | 0
Item 2 | 0 | 0 | 0 | 0 | 554000 | 0 | 0 | 0
Item 3 | 0 | 0 | 0 | 0 | 554000 | 0 | 0 | 0
Item 4 | 0 | 0 | 0 | 0 | 554000 | 0 | 0 | 0
Item 5 | 0 | 0 | 0 | 0 | 554000 | 0 | 0 | 0
SUM |  | 0 | 0
Cash releasing Benefits | Name | Unit | Cash Releasing Benefits (Monthly) |  | Baseline (Monthly) |  |  |  |  | Target Units |  |  |  | Target Unit Cost (Monthly) |  |  |  | Target Cost (Monthy)
[5 empty] | Units |  |  | Cost (Monthly) |  | Reduction # of Unit |  | Target # Units |  | Reduction cost /Unit |  | Target Cost / Unit |  |  |  | % reduction Baseline
|  |  | Min | Max | # Units / Measure | # lamppost in scope | # Units | Unit Cost / Month | Baseline Cost | Min | Max | Min | Max | Min | Max | Min | Max | Min | Max | Min | Max
Item 1 | 0 | 0 | 0 | 0 | 0 | 554000 | 0 | 0 | 0 | 0% | 0% | 0 | 0 | 0% | 0% | 0 | 0 | 0 | 0 | #DIV/0! | #DIV/0!
Item 2 | 0% | 0% | 0 | 0 | 0 | 554000 | 0 | 0 | 0 | 0% | 0% | 0 | 0 | 0% | 0% | 0 | 0 | 0 | 0 | #DIV/0! | #DIV/0!
Item 3 | 0 | 0 | 0 | 0 | 0 | 554000 | 0 | 0 | 0 | 0% | 0% | 0 | 0 | 0% | 0% | 0 | 0 | 0 | 0 | #DIV/0! | #DIV/0!
Item 4 | 0% | 0% | 0 | 0 | 0 | 554000 | 0 | 0 | 0 | 0% | 0% | 0 | 0 | 0% | 0% | 0 | 0 | 0 | 0 | #DIV/0! | #DIV/0!
Item 5 | 0 | 0 | 0 | 0 | 0 | 554000 | 0 | 0 | 0 | 0% | 0% | 0 | 0 | 0% | 0% | 0 | 0 | 0 | 0 | #DIV/0! | #DIV/0!
SUM |  |  | 0 | 0 |  |  |  |  | 0 | [8 empty] | 0 | 0 | #DIV/0! | #DIV/0!
Wider cash Benefits | Name | Unit | Cash Releasing Benefits (Monthly) |  | Baseline (Monthly) |  |  |  |  | Target Units |  |  |  | Target Unit Cost (Monthly) |  |  |  | Target Cost (Monthy)
[5 empty] | Units |  |  | Cost (Monthly) |  | Reduction # of Unit |  | Target # Units |  | Reduction cost /Unit |  | Target Cost / Unit |  |  |  | % reduction Baseline
|  |  | Min | Max | # Units / Measure | # lamppost in scope | # Units | Unit Cost / Month | Baseline Cost | Min | Max | Min | Max | Min | Max | Min | Max | Min | Max | Min | Max
Item 1 | Improved security surveillance system | Per safety investigation | 203362.32 | 305043.48 | 0.00038 | 554000 | 210.52 | 2415 | 508405.8 | 40% | 60% | 84.208 | 126.312 | 0% | 0% | 2415 | 2415 | 203362.32 | 305043.48 | 40% | 60%
Item 2 | 0% | 0% | 0 | 0 | 0 | 554000 | 0 | 0 | 0 | 0% | 0% | 0 | 0 | 0% | 0% | 0 | 0 | 0 | 0 | #DIV/0! | #DIV/0!
Item 3 | 0% | 0% | 0 | 0 | 0 | 554000 | 0 | 0 | 0 | 0% | 0% | 0 | 0 | 0% | 0% | 0 | 0 | 0 | 0 | #DIV/0! | #DIV/0!
Item 4 | 0% | 0% | 0 | 0 | 0 | 554000 | 0 | 0 | 0 | 0% | 0% | 0 | 0 | 0% | 0% | 0 | 0 | 0 | 0 | #DIV/0! | #DIV/0!
Item 5 | 0 | 0% | 0 | 0 | 0 | 554000 | 0 | 0 | 0 | 0% | 0% | 0 | 0 | 0% | 0% | 0 | 0 | 0 | 0 | #DIV/0! | #DIV/0!
SUM |  |  | 203362.32 | 305043.48 |  |  |  |  | 508405.8 | [8 empty] | 203362.32 | 305043.48 | 40% | 60%

## 13. Water Level Sensor
SILULATION PARAMETERS
Group | 5. Environmental Monitoring
UC | 13. Water Level Sensor
# Baselien Lampposts | 554000
% Lamppost in scope of Use Case | 100%
Group 5. Environmental Monitoring / 13. Water Level Sensor | Min | Max
Scope
Baseline # Lampposts | 554000 | 554000
# Lamppost in scope | 554000 | 554000
Water level sensor # | 27700 | 27700
1) Investment | 14692000 | 43792120
Capex | 841000 | 2241000
Implementation Cost | 13851000 | 41551120
2) Opex | 997368 | 1330368 |  | Ò
3) Revenues | 0 | 0
0 | 0 | 0
0 | 0 | 0
0 | 0 | 0
0 | 0 | 0
0 | 0 | 0
4) Cash Releasing benefits | 0 | 0
0 | 0 | 0
0% | 0 | 0
0% | 0 | 0
0% | 0 | 0
0 | 0 | 0
5) Net Cash from operations (per Year) (4+3-2) | -997368 | -1330368
6) Wider Cash Benefits | 60100315.301 | 120200630.602
Reduction of flood cost | 60100315.301 | 120200630.602
0% | 0 | 0
0% | 0 | 0
0% | 0 | 0
0% | 0 | 0
7) Net Societal Cash from operations (per Year) (5+6) | 59102947.301 | 118870262.602
Key Ratios
Investment Cost / # of in scope Lampposts | 26.5199 | 79.0471
Net Yearly Cash from operations / Investment | -6.789% | -3.038%
Net Yearly Societal Cash from operations / Investment | 402.3% | 271.4%
Capex | Name | Capex |  | Units |  |  | Unit Price Range
|  | Min | Max | # Units / Measure | # lamppost in scope | # Units | Min | Max
Item 1 | Water level sensor | 831000 | 2216000 | 0.05 | 554000 | 27700 | 30 | 80
Item 2 | Software tool | 10000 | 25000 | NA | 554000 | 1 | 10000 | 25000
Item 3 | 0 | 0 | 0 | 0 | 554000 | 0 | 0 | 0
Item 4 | 0 | 0 | 0 | 0 | 554000 | 0 | 0 | 0
Item 5 | 0 | 0 | 0 | 0 | 554000 | 0 | 0 | 0
SUM |  | 841000 | 2241000
Implementation | Name | Implementation Cost |  | Units |  |  | Unit Price Range
|  | Min | Max | # Units / Measure | # lamppost in scope | # Units | Min | Max
Item 1 | Installation of the sensor | 13850000 | 41550000 | 0.05 | 554000 | 27700 | 500 | 1500
Item 2 | Software installation | 1000 | 1120 | NA | 554000 | 1 | 1000 | 1120
Item 3 | 0 | 0 | 0 | 0 | 554000 | 0 | 0 | 0
Item 4 | 0 | 0 | 0 | 0 | 554000 | 0 | 0 | 0
Item 5 | 0 | 0 | 0 | 0 | 554000 | 0 | 0 | 0
SUM |  | 13851000 | 41551120
Opex | Name | Opex Cost (Monthly) |  | Units |  |  | Unit Cost Range (Month)
|  | Min | Max | # Units / Measure | # lamppost in scope | # Units | Min | Max
Item 1 | Maintenance of the water level sensor | 83100 | 110800 | 0.05 | 554000 | 27700 | 3 | 4
Item 2 | Maintenance of the software | 14 | 64 | NA | 554000 | 1 | 14 | 64
Item 3 | 0 | 0 | 0 | 0 | 554000 | 0 | 0 | 0
Item 4 | 0 | 0 | 0 | 0 | 554000 | 0 | 0 | 0
Item 5 | 0 | 0 | 0 | 0 | 554000 | 0 | 0 | 0
SUM |  | 83114 | 110864
Revenues | Name | Revenues (Monthly) |  | Units |  |  | Unit Price Range (Month)
|  | Min | Max | # Units / Measure | # lamppost in scope | # Units | Min | Max
Item 1 | 0 | 0 | 0 | 0 | 554000 | 0 | 0 | 0
Item 2 | 0 | 0 | 0 | 0 | 554000 | 0 | 0 | 0
Item 3 | 0 | 0 | 0 | 0 | 554000 | 0 | 0 | 0
Item 4 | 0 | 0 | 0 | 0 | 554000 | 0 | 0 | 0
Item 5 | 0 | 0 | 0 | 0 | 554000 | 0 | 0 | 0
SUM |  | 0 | 0
Cash releasing Benefits | Name | Unit | Cash Releasing Benefits (Monthly) |  | Baseline (Monthly) |  |  |  |  | Target Units |  |  |  | Target Unit Cost (Monthly) |  |  |  | Target Cost (Monthy)
[5 empty] | Units |  |  | Cost (Monthly) |  | Reduction # of Unit |  | Target # Units |  | Reduction cost /Unit |  | Target Cost / Unit |  |  |  | % reduction Baseline
|  |  | Min | Max | # Units / Measure | # lamppost in scope | # Units | Unit Cost / Month | Baseline Cost | Min | Max | Min | Max | Min | Max | Min | Max | Min | Max | Min | Max
Item 1 | 0 | 0 | 0 | 0 | 0 | 554000 | 0 | 0 | 0 | 0% | 0% | 0 | 0 | 0% | 0% | 0 | 0 | 0 | 0 | #DIV/0! | #DIV/0!
Item 2 | 0% | 0% | 0 | 0 | 0 | 554000 | 0 | 0 | 0 | 0% | 0% | 0 | 0 | 0% | 0% | 0 | 0 | 0 | 0 | #DIV/0! | #DIV/0!
Item 3 | 0% | 0% | 0 | 0 | 0 | 554000 | 0 | 0 | 0 | 0% | 0% | 0 | 0 | 0% | 0% | 0 | 0 | 0 | 0 | #DIV/0! | #DIV/0!
Item 4 | 0% | 0% | 0 | 0 | 0 | 554000 | 0 | 0 | 0 | 0% | 0% | 0 | 0 | 0% | 0% | 0 | 0 | 0 | 0 | #DIV/0! | #DIV/0!
Item 5 | 0 | 0 | 0 | 0 | 0 | 554000 | 0 | 0 | 0 | 0% | 0% | 0 | 0 | 0% | 0% | 0 | 0 | 0 | 0 | #DIV/0! | #DIV/0!
SUM |  |  | 0 | 0 |  |  |  |  | 0 | [8 empty] | 0 | 0 | #DIV/0! | #DIV/0!
Wider cash Benefits | Name | Unit | Cash Releasing Benefits (Monthly) |  | Baseline (Monthly) |  |  |  |  | Target Units |  |  |  | Target Unit Cost (Monthly) |  |  |  | Target Cost (Monthy)
[5 empty] | Units |  |  | Cost (Monthly) |  | Reduction # of Unit |  | Target # Units |  | Reduction cost /Unit |  | Target Cost / Unit |  |  |  | % reduction Baseline
|  |  | Min | Max | # Units / Measure | # lamppost in scope | # Units | Unit Cost / Month | Baseline Cost | Min | Max | Min | Max | Min | Max | Min | Max | Min | Max | Min | Max
Item 1 | Reduction of flood cost | Per claimed inhabitant | 5008359.6084 | 10016719.2168 | 0.06901 | 554000 | 38231.7527 | 1310 | 50083596.0842 | 10% | 20% | 30585.4022 | 34408.5775 | 0% | 0% | 1310 | 1310 | 40066876.8673 | 45075236.4757 | 10% | 20%
Item 2 | 0% | 0% | 0 | 0 | 0 | 554000 | 0 | 0 | 0 | 0% | 0% | 0 | 0 | 0% | 0% | 0 | 0 | 0 | 0 | #DIV/0! | #DIV/0!
Item 3 | 0% | 0% | 0 | 0 | 0 | 554000 | 0 | 0 | 0 | 0% | 0% | 0 | 0 | 0% | 0% | 0 | 0 | 0 | 0 | #DIV/0! | #DIV/0!
Item 4 | 0% | 0% | 0 | 0 | 0 | 554000 | 0 | 0 | 0 | 0% | 0% | 0 | 0 | 0% | 0% | 0 | 0 | 0 | 0 | #DIV/0! | #DIV/0!
Item 5 | 0 | 0% | 0 | 0 | 0 | 554000 | 0 | 0 | 0 | 0% | 0% | 0 | 0 | 0% | 0% | 0 | 0 | 0 | 0 | #DIV/0! | #DIV/0!
SUM |  |  | 5008359.6084 | 10016719.2168 |  |  |  |  | 50083596.0842 | [8 empty] | 40066876.8673 | 45075236.4757 | 10% | 20%

## 14. Public Information & Advert
SILULATION PARAMETERS
Group | 6. Signage
UC | 14. Public Information & Advertising
# Baselien Lampposts | 554000
% Lamppost in scope of Use Case | 100%
Group 6. Signage / 14. Public Information & Advertising | Min | Max
Scope
Baseline # Lampposts | 554000 | 554000
# Lamppost in scope | 554000 | 554000
Lamp post advertising light box # | 27700 | 27700
1) Investment | 14404000 | 22714000
Capex | 9695000 | 17174000
Implementation Cost | 4709000 | 5540000
2) Opex | 1662000 | 2659200 |  | Ò
3) Revenues | 43212000 | 99720000
Advertisement | 43212000 | 99720000
0 | 0 | 0
0 | 0 | 0
0 | 0 | 0
0 | 0 | 0
4) Cash Releasing benefits | 0 | 0
0 | 0 | 0
0% | 0 | 0
0% | 0 | 0
0% | 0 | 0
0 | 0 | 0
5) Net Cash from operations (per Year) (4+3-2) | 41550000 | 97060800
6) Wider Cash Benefits | 0 | 0
0% | 0 | 0
0% | 0 | 0
0% | 0 | 0
0% | 0 | 0
0% | 0 | 0
7) Net Societal Cash from operations (per Year) (5+6) | 41550000 | 97060800
Key Ratios
Investment Cost / # of in scope Lampposts | 26 | 41
Net Yearly Cash from operations / Investment | 288.5% | 427.3%
Net Yearly Societal Cash from operations / Investment | 288.5% | 427.3%
Capex | Name | Capex |  | Units |  |  | Unit Price Range
|  | Min | Max | # Units / Measure | # lamppost in scope | # Units | Min | Max
Item 1 | Lamp post advertising light box | 9695000 | 17174000 | 0.05 | 554000 | 27700 | 350 | 620
Item 2 | 0 | 0 | 0 | 0 | 554000 | 0 | 0 | 0
Item 3 | 0 | 0 | 0 | 0 | 554000 | 0 | 0 | 0
Item 4 | 0 | 0 | 0 | 0 | 554000 | 0 | 0 | 0
Item 5 | 0 | 0 | 0 | 0 | 554000 | 0 | 0 | 0
SUM |  | 9695000 | 17174000
Implementation | Name | Implementation Cost |  | Units |  |  | Unit Price Range
|  | Min | Max | # Units / Measure | # lamppost in scope | # Units | Min | Max
Item 1 | Installation of the banner | 4709000 | 5540000 | 0.05 | 554000 | 27700 | 170 | 200
Item 2 | 0 | 0 | 0 | 0 | 554000 | 0 | 0 | 0
Item 3 | 0 | 0 | 0 | 0 | 554000 | 0 | 0 | 0
Item 4 | 0 | 0 | 0 | 0 | 554000 | 0 | 0 | 0
Item 5 | 0 | 0 | 0 | 0 | 554000 | 0 | 0 | 0
SUM |  | 4709000 | 5540000
Opex | Name | Opex Cost (Monthly) |  | Units |  |  | Unit Cost Range (Month)
|  | Min | Max | # Units / Measure | # lamppost in scope | # Units | Min | Max
Item 1 | Maintenance of the banner | 138500 | 221600 | 0.05 | 554000 | 27700 | 5 | 8
Item 2 | 0 | 0 | 0 | 0 | 554000 | 0 | 0 | 0
Item 3 | 0 | 0 | 0 | 0 | 554000 | 0 | 0 | 0
Item 4 | 0 | 0 | 0 | 0 | 554000 | 0 | 0 | 0
Item 5 | 0 | 0 | 0 | 0 | 554000 | 0 | 0 | 0
SUM |  | 138500 | 221600
Revenues | Name | Revenues (Monthly) |  | Units |  |  | Unit Price Range (Month)
|  | Min | Max | # Units / Measure | # lamppost in scope | # Units | Min | Max
Item 1 | Advertisement | 3601000 | 8310000 | 0.05 | 554000 | 27700 | 130 | 300
Item 2 | 0 | 0 | 0 | 0 | 554000 | 0 | 0 | 0
Item 3 | 0 | 0 | 0 | 0 | 554000 | 0 | 0 | 0
Item 4 | 0 | 0 | 0 | 0 | 554000 | 0 | 0 | 0
Item 5 | 0 | 0 | 0 | 0 | 554000 | 0 | 0 | 0
SUM |  | 3601000 | 8310000
Cash releasing Benefits | Name | Unit | Cash Releasing Benefits (Monthly) |  | Baseline (Monthly) |  |  |  |  | Target Units |  |  |  | Target Unit Cost (Monthly) |  |  |  | Target Cost (Monthy)
[5 empty] | Units |  |  | Cost (Monthly) |  | Reduction # of Unit |  | Target # Units |  | Reduction cost /Unit |  | Target Cost / Unit |  |  |  | % reduction Baseline
|  |  | Min | Max | # Units / Measure | # lamppost in scope | # Units | Unit Cost / Month | Baseline Cost | Min | Max | Min | Max | Min | Max | Min | Max | Min | Max | Min | Max
Item 1 | 0 | 0 | 0 | 0 | 0 | 554000 | 0 | 0 | 0 | 0% | 0% | 0 | 0 | 0% | 0% | 0 | 0 | 0 | 0 | #DIV/0! | #DIV/0!
Item 2 | 0% | 0% | 0 | 0 | 0 | 554000 | 0 | 0 | 0 | 0% | 0% | 0 | 0 | 0% | 0% | 0 | 0 | 0 | 0 | #DIV/0! | #DIV/0!
Item 3 | 0% | 0% | 0 | 0 | 0 | 554000 | 0 | 0 | 0 | 0% | 0% | 0 | 0 | 0% | 0% | 0 | 0 | 0 | 0 | #DIV/0! | #DIV/0!
Item 4 | 0% | 0% | 0 | 0 | 0 | 554000 | 0 | 0 | 0 | 0% | 0% | 0 | 0 | 0% | 0% | 0 | 0 | 0 | 0 | #DIV/0! | #DIV/0!
Item 5 | 0 | 0 | 0 | 0 | 0 | 554000 | 0 | 0 | 0 | 0% | 0% | 0 | 0 | 0% | 0% | 0 | 0 | 0 | 0 | #DIV/0! | #DIV/0!
SUM |  |  | 0 | 0 |  |  |  |  | 0 | [8 empty] | 0 | 0 | #DIV/0! | #DIV/0!
Wider cash Benefits | Name | Unit | Cash Releasing Benefits (Monthly) |  | Baseline (Monthly) |  |  |  |  | Target Units |  |  |  | Target Unit Cost (Monthly) |  |  |  | Target Cost (Monthy)
[5 empty] | Units |  |  | Cost (Monthly) |  | Reduction # of Unit |  | Target # Units |  | Reduction cost /Unit |  | Target Cost / Unit |  |  |  | % reduction Baseline
|  |  | Min | Max | # Units / Measure | # lamppost in scope | # Units | Unit Cost / Month | Baseline Cost | Min | Max | Min | Max | Min | Max | Min | Max | Min | Max | Min | Max
Item 1 | 0% | 0% | 0 | 0 | 0 | 554000 | 0 | 0 | 0 | 0% | 0% | 0 | 0 | 0% | 0% | 0 | 0 | 0 | 0 | #DIV/0! | #DIV/0!
Item 2 | 0% | 0% | 0 | 0 | 0 | 554000 | 0 | 0 | 0 | 0% | 0% | 0 | 0 | 0% | 0% | 0 | 0 | 0 | 0 | #DIV/0! | #DIV/0!
Item 3 | 0% | 0% | 0 | 0 | 0 | 554000 | 0 | 0 | 0 | 0% | 0% | 0 | 0 | 0% | 0% | 0 | 0 | 0 | 0 | #DIV/0! | #DIV/0!
Item 4 | 0% | 0% | 0 | 0 | 0 | 554000 | 0 | 0 | 0 | 0% | 0% | 0 | 0 | 0% | 0% | 0 | 0 | 0 | 0 | #DIV/0! | #DIV/0!
Item 5 | 0 | 0% | 0 | 0 | 0 | 554000 | 0 | 0 | 0 | 0% | 0% | 0 | 0 | 0% | 0% | 0 | 0 | 0 | 0 | #DIV/0! | #DIV/0!
SUM |  |  | 0 | 0 |  |  |  |  | 0 | [8 empty] | 0 | 0 | #DIV/0! | #DIV/0!

## 15. Traffic Monitoring (People
SILULATION PARAMETERS
Group | 7. Movement Monitoring
UC | 15. Traffic Monitoring (People and Vehicles)
# Baselien Lampposts | 554000
% Lamppost in scope of Use Case | 100%
Group 7. Movement Monitoring / 15. Traffic Monitoring (People and Vehicles) | Min | Max
Scope
Baseline # Lampposts | 554000 | 554000
# Lamppost in scope | 554000 | 554000
PIR (passive infrared) Sensor # | 110800 | 110800
1) Investment | 30495640 | 146896900
Capex | 1687000 | 2855000
Implementation Cost | 28808640 | 144041900
2) Opex | 130300800 | 417494400 |  | Ò
3) Revenues | 0 | 0
0 | 0 | 0
0 | 0 | 0
0 | 0 | 0
0 | 0 | 0
0 | 0 | 0
4) Cash Releasing benefits | 0 | 0
0 | 0 | 0
0% | 0 | 0
0% | 0 | 0
0% | 0 | 0
0 | 0 | 0
5) Net Cash from operations (per Year) (4+3-2) | -130300800 | -417494400
6) Wider Cash Benefits | 227039573.9721 | 565765547.9442
Reduces number of traffic accidents | 3666773.9721 | 7333547.9442
Reduction in congestion time due to traffic monitoring | 223372800 | 558432000
0% | 0 | 0
0% | 0 | 0
0% | 0 | 0
7) Net Societal Cash from operations (per Year) (5+6) | 96738773.9721 | 148271147.9442
Key Ratios
Investment Cost / # of in scope Lampposts | 55.0463 | 265.1569
Net Yearly Cash from operations / Investment | -427.3% | -284.2%
Net Yearly Societal Cash from operations / Investment | 317.2% | 100.9%
Capex | Name | Capex |  | Units |  |  | Unit Price Range
|  | Min | Max | # Units / Measure | # lamppost in scope | # Units | Min | Max
Item 1 | PIR (passive infrared) Sensor | 1662000 | 2770000 | 0.2 | 554000 | 110800 | 15 | 25
Item 2 | Software tool | 25000 | 85000 | NA | 554000 | 1 | 25000 | 85000
Item 3 | 0 | 0 | 0 | 0 | 554000 | 0 | 0 | 0
Item 4 | 0 | 0 | 0 | 0 | 554000 | 0 | 0 | 0
Item 5 | 0 | 0 | 0 | 0 | 554000 | 0 | 0 | 0
SUM |  | 1687000 | 2855000
Implementation | Name | Implementation Cost |  | Units |  |  | Unit Price Range
|  | Min | Max | # Units / Measure | # lamppost in scope | # Units | Min | Max
Item 1 | Installation of the sensor | 28808000 | 144040000 | 0.2 | 554000 | 110800 | 260 | 1300
Item 2 | Software installation | 640 | 1900 | NA | 554000 | 1 | 640 | 1900
Item 3 | 0 | 0 | 0 | 0 | 554000 | 0 | 0 | 0
Item 4 | 0 | 0 | 0 | 0 | 554000 | 0 | 0 | 0
Item 5 | 0 | 0 | 0 | 0 | 554000 | 0 | 0 | 0
SUM |  | 28808640 | 144041900
Opex | Name | Opex Cost (Monthly) |  | Units |  |  | Unit Cost Range (Month)
|  | Min | Max | # Units / Measure | # lamppost in scope | # Units | Min | Max
Item 1 | Maintenance of the sensor | 9972000 | 32132000 | 0.2 | 554000 | 110800 | 90 | 290
Item 2 | Maintenance of the software | 886400 | 2659200 | 0.2 | 554000 | 110800 | 8 | 24
Item 3 | 0 | 0 | 0 | 0 | 554000 | 0 | 0 | 0
Item 4 | 0 | 0 | 0 | 0 | 554000 | 0 | 0 | 0
Item 5 | 0 | 0 | 0 | 0 | 554000 | 0 | 0 | 0
SUM |  | 10858400 | 34791200
Revenues | Name | Revenues (Monthly) |  | Units |  |  | Unit Price Range (Month)
|  | Min | Max | # Units / Measure | # lamppost in scope | # Units | Min | Max
Item 1 | 0 | 0 | 0 | 0 | 554000 | 0 | 0 | 0
Item 2 | 0 | 0 | 0 | 0 | 554000 | 0 | 0 | 0
Item 3 | 0 | 0 | 0 | 0 | 554000 | 0 | 0 | 0
Item 4 | 0 | 0 | 0 | 0 | 554000 | 0 | 0 | 0
Item 5 | 0 | 0 | 0 | 0 | 554000 | 0 | 0 | 0
SUM |  | 0 | 0
Cash releasing Benefits | Name | Unit | Cash Releasing Benefits (Monthly) |  | Baseline (Monthly) |  |  |  |  | Target Units |  |  |  | Target Unit Cost (Monthly) |  |  |  | Target Cost (Monthy)
[5 empty] | Units |  |  | Cost (Monthly) |  | Reduction # of Unit |  | Target # Units |  | Reduction cost /Unit |  | Target Cost / Unit |  |  |  | % reduction Baseline
|  |  | Min | Max | # Units / Measure | # lamppost in scope | # Units | Unit Cost / Month | Baseline Cost | Min | Max | Min | Max | Min | Max | Min | Max | Min | Max | Min | Max
Item 1 | 0 | 0 | 0 | 0 | 0 | 554000 | 0 | 0 | 0 | 0% | 0% | 0 | 0 | 0% | 0% | 0 | 0 | 0 | 0 | #DIV/0! | #DIV/0!
Item 2 | 0% | 0% | 0 | 0 | 0 | 554000 | 0 | 0 | 0 | 0% | 0% | 0 | 0 | 0% | 0% | 0 | 0 | 0 | 0 | #DIV/0! | #DIV/0!
Item 3 | 0% | 0% | 0 | 0 | 0 | 554000 | 0 | 0 | 0 | 0% | 0% | 0 | 0 | 0% | 0% | 0 | 0 | 0 | 0 | #DIV/0! | #DIV/0!
Item 4 | 0% | 0% | 0 | 0 | 0 | 554000 | 0 | 0 | 0 | 0% | 0% | 0 | 0 | 0% | 0% | 0 | 0 | 0 | 0 | #DIV/0! | #DIV/0!
Item 5 | 0 | 0 | 0 | 0 | 0 | 554000 | 0 | 0 | 0 | 0% | 0% | 0 | 0 | 0% | 0% | 0 | 0 | 0 | 0 | #DIV/0! | #DIV/0!
SUM |  |  | 0 | 0 |  |  |  |  | 0 | [8 empty] | 0 | 0 | #DIV/0! | #DIV/0!
Wider cash Benefits | Name | Unit | Cash Releasing Benefits (Monthly) |  | Baseline (Monthly) |  |  |  |  | Target Units |  |  |  | Target Unit Cost (Monthly) |  |  |  | Target Cost (Monthy)
[5 empty] | Units |  |  | Cost (Monthly) |  | Reduction # of Unit |  | Target # Units |  | Reduction cost /Unit |  | Target Cost / Unit |  |  |  | % reduction Baseline
|  |  | Min | Max | # Units / Measure | # lamppost in scope | # Units | Unit Cost / Month | Baseline Cost | Min | Max | Min | Max | Min | Max | Min | Max | Min | Max | Min | Max
Item 1 | Reduces number of traffic accidents | Per accident | 305564.4977 | 611128.9953 | 0.00038372 | 554000 | 212.5814 | 14374 | 3055644.9767 | 10% | 20% | 170.0651 | 191.3233 | 0% | 0% | 14374 | 14374 | 2444515.9814 | 2750080.4791 | 10% | 20%
Item 2 | Reduction in congestion time due to traffic monitoring | Number of hours lost | 18614400 | 46536000 | 21 | 554000 | 11634000 | 8 | 93072000 | 20% | 50% | 5817000 | 9307200 | 0% | 0% | 8 | 8 | 46536000 | 74457600 | 20% | 50%
Item 3 | 0% | 0% | 0 | 0 | 0 | 554000 | 0 | 0 | 0 | 0% | 0% | 0 | 0 | 0% | 0% | 0 | 0 | 0 | 0 | #DIV/0! | #DIV/0!
Item 4 | 0% | 0% | 0 | 0 | 0 | 554000 | 0 | 0 | 0 | 0% | 0% | 0 | 0 | 0% | 0% | 0 | 0 | 0 | 0 | #DIV/0! | #DIV/0!
Item 5 | 0 | 0% | 0 | 0 | 0 | 554000 | 0 | 0 | 0 | 0% | 0% | 0 | 0 | 0% | 0% | 0 | 0 | 0 | 0 | #DIV/0! | #DIV/0!
SUM |  |  | 18919964.4977 | 47147128.9953 |  |  |  |  | 96127644.9767 | [8 empty] | 48980515.9814 | 77207680.4791 | 19.68% | 49.05%

## 16. Parking Management
SILULATION PARAMETERS
Group | 7. Movement Monitoring
UC | 16. Parking Management
# Baselien Lampposts | 554000
% Lamppost in scope of Use Case | 100%
Group 7. Movement Monitoring / 16. Parking Management | Min | Max
Scope
Baseline # Lampposts | 554000 | 554000
# Lamppost in scope | 554000 | 554000
Surface-mounted Smart Parking Sensor # | 55400 | 55400
1) Investment | 52297600 | 134068000
Capex | 19944000 | 31855000
Implementation Cost | 32353600 | 102213000
2) Opex | 9307200 | 15955200 |  | Ò
3) Revenues | 0 | 0
4) Cash Releasing benefits | 0 | 0
0 | 0 | 0
0% | 0 | 0
0% | 0 | 0
0% | 0 | 0
0 | 0 | 0
5) Net Cash from operations (per Year) (4+3-2) | -9307200 | -15955200
6) Wider Cash Benefits | 0 | 0
0% | 0 | 0
0% | 0 | 0
0% | 0 | 0
0% | 0 | 0
0% | 0 | 0
7) Net Societal Cash from operations (per Year) (5+6) | -9307200 | -15955200
Key Ratios
Investment Cost / # of in scope Lampposts | 94.4 | 242
Net Yearly Cash from operations / Investment | -17.8% | -11.9%
Net Yearly Societal Cash from operations / Investment | -17.8% | -11.9%
Capex | Name | Capex |  | Units |  |  | Unit Price Range
|  | Min | Max | # Units / Measure | # lamppost in scope | # Units | Min | Max
Item 1 | Surface-mounted Smart Parking Sensor | 3324000 | 6371000 | 0.1 | 554000 | 55400 | 60 | 115
Item 2 | Wireless Data Collector/Gateway | 15512000 | 22160000 | 0.1 | 554000 | 55400 | 280 | 400
Item 3 | Local parking guidance system | 1108000 | 3324000 | 0.1 | 554000 | 55400 | 20 | 60
Item 4 | 0 | 0 | 0 | 0 | 554000 | 0 | 0 | 0
Item 5 | 0 | 0 | 0 | 0 | 554000 | 0 | 0 | 0
SUM |  | 19944000 | 31855000
Implementation | Name | Implementation Cost |  | Units |  |  | Unit Price Range
|  | Min | Max | # Units / Measure | # lamppost in scope | # Units | Min | Max
Item 1 | Installation of the sensor | 17174000 | 34625000 | 0.1 | 554000 | 55400 | 310 | 625
Item 2 | Installation of the software | 11634000 | 46259000 | 0.1 | 554000 | 55400 | 210 | 835
Item 3 | Installation of the local parking guidance system | 3545600 | 21329000 | 0.1 | 554000 | 55400 | 64 | 385
Item 4 | 0 | 0 | 0 | 0 | 554000 | 0 | 0 | 0
Item 5 | 0 | 0 | 0 | 0 | 554000 | 0 | 0 | 0
SUM |  | 32353600 | 102213000
Opex | Name | Opex Cost (Monthly) |  | Units |  |  | Unit Cost Range (Month)
|  | Min | Max | # Units / Measure | # lamppost in scope | # Units | Min | Max
Item 1 | Maintenance of the sensor | 277000 | 443200 | 0.1 | 554000 | 55400 | 5 | 8
Item 2 | Maintenance of the Data collector | 387800 | 609400 | 0.1 | 554000 | 55400 | 7 | 11
Item 3 | Maintenance of local parking guidance system | 110800 | 277000 | 0.1 | 554000 | 55400 | 2 | 5
Item 4 | 0 | 0 | 0 | 0 | 554000 | 0 | 0 | 0
Item 5 | 0 | 0 | 0 | 0 | 554000 | 0 | 0 | 0
SUM |  | 775600 | 1329600
Revenues | Name | Revenues (Monthly) |  | Units |  |  | Unit Price Range (Month)
|  | Min | Max | # Units / Measure | # lamppost in scope | # Units | Min | Max
Item 1 | 0 | 0 | 0 | 0 | 554000 | 0 | 0 | 0
Item 2 | 0 | 0 | 0 | 0 | 554000 | 0 | 0 | 0
Item 3 | 0 | 0 | 0 | 0 | 554000 | 0 | 0 | 0
Item 4 | 0 | 0 | 0 | 0 | 554000 | 0 | 0 | 0
Item 5 | 0 | 0 | 0 | 0 | 554000 | 0 | 0 | 0
SUM |  | 0 | 0
Cash releasing Benefits | Name | Unit | Cash Releasing Benefits (Monthly) |  | Baseline (Monthly) |  |  |  |  | Target Units |  |  |  | Target Unit Cost (Monthly) |  |  |  | Target Cost (Monthy)
[5 empty] | Units |  |  | Cost (Monthly) |  | Reduction # of Unit |  | Target # Units |  | Reduction cost /Unit |  | Target Cost / Unit |  |  |  | % reduction Baseline
|  |  | Min | Max | # Units / Measure | # lamppost in scope | # Units | Unit Cost / Month | Baseline Cost | Min | Max | Min | Max | Min | Max | Min | Max | Min | Max | Min | Max
Item 1 | 0 | 0 | 0 | 0 | 0 | 554000 | 0 | 0 | 0 | 0% | 0% | 0 | 0 | 0% | 0% | 0 | 0 | 0 | 0 | #DIV/0! | #DIV/0!
Item 2 | 0% | 0% | 0 | 0 | 0 | 554000 | 0 | 0 | 0 | 0% | 0% | 0 | 0 | 0% | 0% | 0 | 0 | 0 | 0 | #DIV/0! | #DIV/0!
Item 3 | 0% | 0% | 0 | 0 | 0 | 554000 | 0 | 0 | 0 | 0% | 0% | 0 | 0 | 0% | 0% | 0 | 0 | 0 | 0 | #DIV/0! | #DIV/0!
Item 4 | 0% | 0% | 0 | 0 | 0 | 554000 | 0 | 0 | 0 | 0% | 0% | 0 | 0 | 0% | 0% | 0 | 0 | 0 | 0 | #DIV/0! | #DIV/0!
Item 5 | 0 | 0 | 0 | 0 | 0 | 554000 | 0 | 0 | 0 | 0% | 0% | 0 | 0 | 0% | 0% | 0 | 0 | 0 | 0 | #DIV/0! | #DIV/0!
SUM |  |  | 0 | 0 |  |  |  |  | 0 | [8 empty] | 0 | 0 | #DIV/0! | #DIV/0!
Wider cash Benefits | Name | Unit | Cash Releasing Benefits (Monthly) |  | Baseline (Monthly) |  |  |  |  | Target Units |  |  |  | Target Unit Cost (Monthly) |  |  |  | Target Cost (Monthy)
[5 empty] | Units |  |  | Cost (Monthly) |  | Reduction # of Unit |  | Target # Units |  | Reduction cost /Unit |  | Target Cost / Unit |  |  |  | % reduction Baseline
|  |  | Min | Max | # Units / Measure | # lamppost in scope | # Units | Unit Cost / Month | Baseline Cost | Min | Max | Min | Max | Min | Max | Min | Max | Min | Max | Min | Max
Item 1 | 0% | 0% | 0 | 0 | 0 | 554000 | 0 | 0 | 0 | 0% | 0% | 0 | 0 | 0% | 0% | 0 | 0 | 0 | 0 | #DIV/0! | #DIV/0!
Item 2 | 0% | 0% | 0 | 0 | 0 | 554000 | 0 | 0 | 0 | 0% | 0% | 0 | 0 | 0% | 0% | 0 | 0 | 0 | 0 | #DIV/0! | #DIV/0!
Item 3 | 0% | 0% | 0 | 0 | 0 | 554000 | 0 | 0 | 0 | 0% | 0% | 0 | 0 | 0% | 0% | 0 | 0 | 0 | 0 | #DIV/0! | #DIV/0!
Item 4 | 0% | 0% | 0 | 0 | 0 | 554000 | 0 | 0 | 0 | 0% | 0% | 0 | 0 | 0% | 0% | 0 | 0 | 0 | 0 | #DIV/0! | #DIV/0!
Item 5 | 0 | 0% | 0 | 0 | 0 | 554000 | 0 | 0 | 0 | 0% | 0% | 0 | 0 | 0% | 0% | 0 | 0 | 0 | 0 | #DIV/0! | #DIV/0!
SUM |  |  | 0 | 0 |  |  |  |  | 0 | [8 empty] | 0 | 0 | #DIV/0! | #DIV/0!

## 17. Wifi
SILULATION PARAMETERS
Group | 8. Connectivity
UC | 17. Wifi
# Baselien Lampposts | 554000
% Lamppost in scope of Use Case | 100%
Group 8. Connectivity / 17. Wifi | Min | Max
Scope
Baseline # Lampposts | 554000 | 554000
# Lamppost in scope | 554000 | 554000
Wifi antenna # | 27700 | 27700
1) Investment | 8725500 | 11911000
Capex | 415500 | 1385000
Implementation Cost | 8310000 | 10526000
2) Opex | 1329600 | 1662000 |  | Ò
3) Revenues | 1788312 | 1824876
Access to Wifi point | 1788312 | 1824876
0 | 0 | 0
0 | 0 | 0
0 | 0 | 0
0 | 0 | 0
4) Cash Releasing benefits | 0 | 0
0 | 0 | 0
0% | 0 | 0
0% | 0 | 0
0% | 0 | 0
0 | 0 | 0
5) Net Cash from operations (per Year) (4+3-2) | 458712 | 162876
6) Wider Cash Benefits | 0 | 0
0% | 0 | 0
0% | 0 | 0
0% | 0 | 0
0% | 0 | 0
0% | 0 | 0
7) Net Societal Cash from operations (per Year) (5+6) | 458712 | 162876
Key Ratios
Investment Cost / # of in scope Lampposts | 15.75 | 21.5
Net Yearly Cash from operations / Investment | 5.257% | 1.367%
Net Yearly Societal Cash from operations / Investment | 5.257% | 1.367%
Capex | Name | Capex |  | Units |  |  | Unit Price Range
|  | Min | Max | # Units / Measure | # lamppost in scope | # Units | Min | Max
Item 1 | Wifi antenna | 415500 | 1385000 | 0.05 | 554000 | 27700 | 15 | 50
Item 2 | 0 | 0 | 0 | 0 | 554000 | 0 | 0 | 0
Item 3 | 0 | 0 | 0 | 0 | 554000 | 0 | 0 | 0
Item 4 | 0 | 0 | 0 | 0 | 554000 | 0 | 0 | 0
Item 5 | 0 | 0 | 0 | 0 | 554000 | 0 | 0 | 0
SUM |  | 415500 | 1385000
Implementation | Name | Implementation Cost |  | Units |  |  | Unit Price Range
|  | Min | Max | # Units / Measure | # lamppost in scope | # Units | Min | Max
Item 1 | Installation of the antenna | 8310000 | 10526000 | 0.05 | 554000 | 27700 | 300 | 380
Item 2 | 0 | 0 | 0 | 0 | 554000 | 0 | 0 | 0
Item 3 | 0 | 0 | 0 | 0 | 554000 | 0 | 0 | 0
Item 4 | 0 | 0 | 0 | 0 | 554000 | 0 | 0 | 0
Item 5 | 0 | 0 | 0 | 0 | 554000 | 0 | 0 | 0
SUM |  | 8310000 | 10526000
Opex | Name | Opex Cost (Monthly) |  | Units |  |  | Unit Cost Range (Month)
|  | Min | Max | # Units / Measure | # lamppost in scope | # Units | Min | Max
Item 1 | Maintenance of the sensor | 110800 | 138500 | 0.05 | 554000 | 27700 | 4 | 5
Item 2 | 0 | 0 | 0 | 0 | 554000 | 0 | 0 | 0
Item 3 | 0 | 0 | 0 | 0 | 554000 | 0 | 0 | 0
Item 4 | 0 | 0 | 0 | 0 | 554000 | 0 | 0 | 0
Item 5 | 0 | 0 | 0 | 0 | 554000 | 0 | 0 | 0
SUM |  | 110800 | 138500
Revenues | Name | Revenues (Monthly) |  | Units |  |  | Unit Price Range (Month)
|  | Min | Max | # Units / Measure | # lamppost in scope | # Units | Min | Max
Item 1 | Access to Wifi point | 149026 | 152073 | 0.05 | 554000 | 27700 | 5.38 | 5.49
Item 2 | 0 | 0 | 0 | 0 | 554000 | 0 | 0 | 0
Item 3 | 0 | 0 | 0 | 0 | 554000 | 0 | 0 | 0
Item 4 | 0 | 0 | 0 | 0 | 554000 | 0 | 0 | 0
Item 5 | 0 | 0 | 0 | 0 | 554000 | 0 | 0 | 0
SUM |  | 149026 | 152073
Cash releasing Benefits | Name | Unit | Cash Releasing Benefits (Monthly) |  | Baseline (Monthly) |  |  |  |  | Target Units |  |  |  | Target Unit Cost (Monthly) |  |  |  | Target Cost (Monthy)
[5 empty] | Units |  |  | Cost (Monthly) |  | Reduction # of Unit |  | Target # Units |  | Reduction cost /Unit |  | Target Cost / Unit |  |  |  | % reduction Baseline
|  |  | Min | Max | # Units / Measure | # lamppost in scope | # Units | Unit Cost / Month | Baseline Cost | Min | Max | Min | Max | Min | Max | Min | Max | Min | Max | Min | Max
Item 1 | 0 | 0 | 0 | 0 | 0 | 554000 | 0 | 0 | 0 | 0% | 0% | 0 | 0 | 0% | 0% | 0 | 0 | 0 | 0 | #DIV/0! | #DIV/0!
Item 2 | 0% | 0% | 0 | 0 | 0 | 554000 | 0 | 0 | 0 | 0% | 0% | 0 | 0 | 0% | 0% | 0 | 0 | 0 | 0 | #DIV/0! | #DIV/0!
Item 3 | 0% | 0% | 0 | 0 | 0 | 554000 | 0 | 0 | 0 | 0% | 0% | 0 | 0 | 0% | 0% | 0 | 0 | 0 | 0 | #DIV/0! | #DIV/0!
Item 4 | 0% | 0% | 0 | 0 | 0 | 554000 | 0 | 0 | 0 | 0% | 0% | 0 | 0 | 0% | 0% | 0 | 0 | 0 | 0 | #DIV/0! | #DIV/0!
Item 5 | 0 | 0 | 0 | 0 | 0 | 554000 | 0 | 0 | 0 | 0% | 0% | 0 | 0 | 0% | 0% | 0 | 0 | 0 | 0 | #DIV/0! | #DIV/0!
SUM |  |  | 0 | 0 |  |  |  |  | 0 | [8 empty] | 0 | 0 | #DIV/0! | #DIV/0!
Wider cash Benefits | Name | Unit | Cash Releasing Benefits (Monthly) |  | Baseline (Monthly) |  |  |  |  | Target Units |  |  |  | Target Unit Cost (Monthly) |  |  |  | Target Cost (Monthy)
[5 empty] | Units |  |  | Cost (Monthly) |  | Reduction # of Unit |  | Target # Units |  | Reduction cost /Unit |  | Target Cost / Unit |  |  |  | % reduction Baseline
|  |  | Min | Max | # Units / Measure | # lamppost in scope | # Units | Unit Cost / Month | Baseline Cost | Min | Max | Min | Max | Min | Max | Min | Max | Min | Max | Min | Max
Item 1 | 0% | 0% | 0 | 0 | 0 | 554000 | 0 | 0 | 0 | 0% | 0% | 0 | 0 | 0% | 0% | 0 | 0 | 0 | 0 | #DIV/0! | #DIV/0!
Item 2 | 0% | 0% | 0 | 0 | 0 | 554000 | 0 | 0 | 0 | 0% | 0% | 0 | 0 | 0% | 0% | 0 | 0 | 0 | 0 | #DIV/0! | #DIV/0!
Item 3 | 0% | 0% | 0 | 0 | 0 | 554000 | 0 | 0 | 0 | 0% | 0% | 0 | 0 | 0% | 0% | 0 | 0 | 0 | 0 | #DIV/0! | #DIV/0!
Item 4 | 0% | 0% | 0 | 0 | 0 | 554000 | 0 | 0 | 0 | 0% | 0% | 0 | 0 | 0% | 0% | 0 | 0 | 0 | 0 | #DIV/0! | #DIV/0!
Item 5 | 0 | 0% | 0 | 0 | 0 | 554000 | 0 | 0 | 0 | 0% | 0% | 0 | 0 | 0% | 0% | 0 | 0 | 0 | 0 | #DIV/0! | #DIV/0!
SUM |  |  | 0 | 0 |  |  |  |  | 0 | [8 empty] | 0 | 0 | #DIV/0! | #DIV/0!

## 18. Wireless Communication
SILULATION PARAMETERS
Group | 8. Connectivity
UC | 18. Wireless Communication
# Baselien Lampposts | 554000
% Lamppost in scope of Use Case | 100%
Group 8. Connectivity / 18. Wireless Communication | Min | Max
Scope
Baseline # Lampposts | 554000 | 554000
# Lamppost in scope | 554000 | 554000
Antennas (Distributed Antenna System) # | 55400 | 55400
1) Investment | 24653000 | 52076000
Capex | 2493000 | 7756000
Implementation Cost | 22160000 | 44320000
2) Opex | 3324000 | 6648000 |  | Ò
3) Revenues | 0 | 0
0 | 0 | 0
0 | 0 | 0
0 | 0 | 0
0 | 0 | 0
0 | 0 | 0
4) Cash Releasing benefits | 0 | 0
0 | 0 | 0
0% | 0 | 0
0% | 0 | 0
0% | 0 | 0
0 | 0 | 0
5) Net Cash from operations (per Year) (4+3-2) | -3324000 | -6648000
6) Wider Cash Benefits | 0 | 0
0% | 0 | 0
0% | 0 | 0
0% | 0 | 0
0% | 0 | 0
0% | 0 | 0
7) Net Societal Cash from operations (per Year) (5+6) | -3324000 | -6648000
Key Ratios
Investment Cost / # of in scope Lampposts | 44.5 | 94
Net Yearly Cash from operations / Investment | -13.48% | -12.77%
Net Yearly Societal Cash from operations / Investment | -13.48% | -12.77%
Capex | Name | Capex |  | Units |  |  | Unit Price Range
|  | Min | Max | # Units / Measure | # lamppost in scope | # Units | Min | Max
Item 1 | Antennas (Distributed Antenna System) | 2493000 | 7756000 | 0.1 | 554000 | 55400 | 45 | 140
Item 2 | 0 | 0 | 0 | 0 | 554000 | 0 | 0 | 0
Item 3 | 0 | 0 | 0 | 0 | 554000 | 0 | 0 | 0
Item 4 | 0 | 0 | 0 | 0 | 554000 | 0 | 0 | 0
Item 5 | 0 | 0 | 0 | 0 | 554000 | 0 | 0 | 0
SUM |  | 2493000 | 7756000
Implementation | Name | Implementation Cost |  | Units |  |  | Unit Price Range
|  | Min | Max | # Units / Measure | # lamppost in scope | # Units | Min | Max
Item 1 | Installation of the antenna | 22160000 | 44320000 | 0.1 | 554000 | 55400 | 400 | 800
Item 2 | 0 | 0 | 0 | 0 | 554000 | 0 | 0 | 0
Item 3 | 0 | 0 | 0 | 0 | 554000 | 0 | 0 | 0
Item 4 | 0 | 0 | 0 | 0 | 554000 | 0 | 0 | 0
Item 5 | 0 | 0 | 0 | 0 | 554000 | 0 | 0 | 0
SUM |  | 22160000 | 44320000
Opex | Name | Opex Cost (Monthly) |  | Units |  |  | Unit Cost Range (Month)
|  | Min | Max | # Units / Measure | # lamppost in scope | # Units | Min | Max
Item 1 | Maintenance of the Antenna | 277000 | 554000 | 0.1 | 554000 | 55400 | 5 | 10
Item 2 | 0 | 0 | 0 | 0 | 554000 | 0 | 0 | 0
Item 3 | 0 | 0 | 0 | 0 | 554000 | 0 | 0 | 0
Item 4 | 0 | 0 | 0 | 0 | 554000 | 0 | 0 | 0
Item 5 | 0 | 0 | 0 | 0 | 554000 | 0 | 0 | 0
SUM |  | 277000 | 554000
Revenues | Name | Revenues (Monthly) |  | Units |  |  | Unit Price Range (Month)
|  | Min | Max | # Units / Measure | # lamppost in scope | # Units | Min | Max
Item 1 | 0 | 0 | 0 | 0 | 554000 | 0 | 0 | 0
Item 2 | 0 | 0 | 0 | 0 | 554000 | 0 | 0 | 0
Item 3 | 0 | 0 | 0 | 0 | 554000 | 0 | 0 | 0
Item 4 | 0 | 0 | 0 | 0 | 554000 | 0 | 0 | 0
Item 5 | 0 | 0 | 0 | 0 | 554000 | 0 | 0 | 0
SUM |  | 0 | 0
Cash releasing Benefits | Name | Unit | Cash Releasing Benefits (Monthly) |  | Baseline (Monthly) |  |  |  |  | Target Units |  |  |  | Target Unit Cost (Monthly) |  |  |  | Target Cost (Monthy)
[5 empty] | Units |  |  | Cost (Monthly) |  | Reduction # of Unit |  | Target # Units |  | Reduction cost /Unit |  | Target Cost / Unit |  |  |  | % reduction Baseline
|  |  | Min | Max | # Units / Measure | # lamppost in scope | # Units | Unit Cost / Month | Baseline Cost | Min | Max | Min | Max | Min | Max | Min | Max | Min | Max | Min | Max
Item 1 | 0 | 0 | 0 | 0 | 0 | 554000 | 0 | 0 | 0 | 0% | 0% | 0 | 0 | 0% | 0% | 0 | 0 | 0 | 0 | #DIV/0! | #DIV/0!
Item 2 | 0% | 0% | 0 | 0 | 0 | 554000 | 0 | 0 | 0 | 0% | 0% | 0 | 0 | 0% | 0% | 0 | 0 | 0 | 0 | #DIV/0! | #DIV/0!
Item 3 | 0% | 0% | 0 | 0 | 0 | 554000 | 0 | 0 | 0 | 0% | 0% | 0 | 0 | 0% | 0% | 0 | 0 | 0 | 0 | #DIV/0! | #DIV/0!
Item 4 | 0% | 0% | 0 | 0 | 0 | 554000 | 0 | 0 | 0 | 0% | 0% | 0 | 0 | 0% | 0% | 0 | 0 | 0 | 0 | #DIV/0! | #DIV/0!
Item 5 | 0 | 0 | 0 | 0 | 0 | 554000 | 0 | 0 | 0 | 0% | 0% | 0 | 0 | 0% | 0% | 0 | 0 | 0 | 0 | #DIV/0! | #DIV/0!
SUM |  |  | 0 | 0 |  |  |  |  | 0 | [8 empty] | 0 | 0 | #DIV/0! | #DIV/0!
Wider cash Benefits | Name | Unit | Cash Releasing Benefits (Monthly) |  | Baseline (Monthly) |  |  |  |  | Target Units |  |  |  | Target Unit Cost (Monthly) |  |  |  | Target Cost (Monthy)
[5 empty] | Units |  |  | Cost (Monthly) |  | Reduction # of Unit |  | Target # Units |  | Reduction cost /Unit |  | Target Cost / Unit |  |  |  | % reduction Baseline
|  |  | Min | Max | # Units / Measure | # lamppost in scope | # Units | Unit Cost / Month | Baseline Cost | Min | Max | Min | Max | Min | Max | Min | Max | Min | Max | Min | Max
Item 1 | 0% | 0% | 0 | 0 | 0 | 554000 | 0 | 0 | 0 | 0% | 0% | 0 | 0 | 0% | 0% | 0 | 0 | 0 | 0 | #DIV/0! | #DIV/0!
Item 2 | 0% | 0% | 0 | 0 | 0 | 554000 | 0 | 0 | 0 | 0% | 0% | 0 | 0 | 0% | 0% | 0 | 0 | 0 | 0 | #DIV/0! | #DIV/0!
Item 3 | 0% | 0% | 0 | 0 | 0 | 554000 | 0 | 0 | 0 | 0% | 0% | 0 | 0 | 0% | 0% | 0 | 0 | 0 | 0 | #DIV/0! | #DIV/0!
Item 4 | 0% | 0% | 0 | 0 | 0 | 554000 | 0 | 0 | 0 | 0% | 0% | 0 | 0 | 0% | 0% | 0 | 0 | 0 | 0 | #DIV/0! | #DIV/0!
Item 5 | 0 | 0% | 0 | 0 | 0 | 554000 | 0 | 0 | 0 | 0% | 0% | 0 | 0 | 0% | 0% | 0 | 0 | 0 | 0 | #DIV/0! | #DIV/0!
SUM |  |  | 0 | 0 |  |  |  |  | 0 | [8 empty] | 0 | 0 | #DIV/0! | #DIV/0!

## 19. 5G
SILULATION PARAMETERS
Group | 8. Connectivity
UC | 19. 5G
# Baselien Lampposts | 554000
% Lamppost in scope of Use Case | 100%
Group 8. Connectivity / 19. 5G | Min | Max
Scope
Baseline # Lampposts | 554000 | 554000
# Lamppost in scope | 554000 | 554000
5G antenna # | 11080 | 11080
1) Investment | 4764400 | 9528800
Capex | 332400 | 664800
Implementation Cost | 4432000 | 8864000
2) Opex | 664800 | 1329600 |  | Ò
3) Revenues | 0 | 0
0 | 0 | 0
0 | 0 | 0
0 | 0 | 0
0 | 0 | 0
0 | 0 | 0
4) Cash Releasing benefits | 0 | 0
0 | 0 | 0
0% | 0 | 0
0% | 0 | 0
0% | 0 | 0
0 | 0 | 0
5) Net Cash from operations (per Year) (4+3-2) | -664800 | -1329600
6) Wider Cash Benefits | 0 | 0
0% | 0 | 0
0% | 0 | 0
0% | 0 | 0
0% | 0 | 0
0% | 0 | 0
7) Net Societal Cash from operations (per Year) (5+6) | -664800 | -1329600
Key Ratios
Investment Cost / # of in scope Lampposts | 8.6 | 17.2
Net Yearly Cash from operations / Investment | -13.95% | -13.95%
Net Yearly Societal Cash from operations / Investment | -13.95% | -13.95%
Capex | Name | Capex |  | Units |  |  | Unit Price Range
|  | Min | Max | # Units / Measure | # lamppost in scope | # Units | Min | Max
Item 1 | 5G antenna | 332400 | 664800 | 0.02 | 554000 | 11080 | 30 | 60
Item 2 | 0 | 0 | 0 | 0 | 554000 | 0 | 0 | 0
Item 3 | 0 | 0 | 0 | 0 | 554000 | 0 | 0 | 0
Item 4 | 0 | 0 | 0 | 0 | 554000 | 0 | 0 | 0
Item 5 | 0 | 0 | 0 | 0 | 554000 | 0 | 0 | 0
SUM |  | 332400 | 664800
Implementation | Name | Implementation Cost |  | Units |  |  | Unit Price Range
|  | Min | Max | # Units / Measure | # lamppost in scope | # Units | Min | Max
Item 1 | Installation of the antenna | 4432000 | 8864000 | 0.02 | 554000 | 11080 | 400 | 800
Item 2 | 0 | 0 | 0 | 0 | 554000 | 0 | 0 | 0
Item 3 | 0 | 0 | 0 | 0 | 554000 | 0 | 0 | 0
Item 4 | 0 | 0 | 0 | 0 | 554000 | 0 | 0 | 0
Item 5 | 0 | 0 | 0 | 0 | 554000 | 0 | 0 | 0
SUM |  | 4432000 | 8864000
Opex | Name | Opex Cost (Monthly) |  | Units |  |  | Unit Cost Range (Month)
|  | Min | Max | # Units / Measure | # lamppost in scope | # Units | Min | Max
Item 1 | Maintenance of the Antenna | 55400 | 110800 | 0.02 | 554000 | 11080 | 5 | 10
Item 2 | 0 | 0 | 0 | 0 | 554000 | 0 | 0 | 0
Item 3 | 0 | 0 | 0 | 0 | 554000 | 0 | 0 | 0
Item 4 | 0 | 0 | 0 | 0 | 554000 | 0 | 0 | 0
Item 5 | 0 | 0 | 0 | 0 | 554000 | 0 | 0 | 0
SUM |  | 55400 | 110800
Revenues | Name | Revenues (Monthly) |  | Units |  |  | Unit Price Range (Month)
|  | Min | Max | # Units / Measure | # lamppost in scope | # Units | Min | Max
Item 1 | 0 | 0 | 0 | 0 | 554000 | 0 | 0 | 0
Item 2 | 0 | 0 | 0 | 0 | 554000 | 0 | 0 | 0
Item 3 | 0 | 0 | 0 | 0 | 554000 | 0 | 0 | 0
Item 4 | 0 | 0 | 0 | 0 | 554000 | 0 | 0 | 0
Item 5 | 0 | 0 | 0 | 0 | 554000 | 0 | 0 | 0
SUM |  | 0 | 0
Cash releasing Benefits | Name | Unit | Cash Releasing Benefits (Monthly) |  | Baseline (Monthly) |  |  |  |  | Target Units |  |  |  | Target Unit Cost (Monthly) |  |  |  | Target Cost (Monthy)
[5 empty] | Units |  |  | Cost (Monthly) |  | Reduction # of Unit |  | Target # Units |  | Reduction cost /Unit |  | Target Cost / Unit |  |  |  | % reduction Baseline
|  |  | Min | Max | # Units / Measure | # lamppost in scope | # Units | Unit Cost / Month | Baseline Cost | Min | Max | Min | Max | Min | Max | Min | Max | Min | Max | Min | Max
Item 1 | 0 | 0 | 0 | 0 | 0 | 554000 | 0 | 0 | 0 | 0% | 0% | 0 | 0 | 0% | 0% | 0 | 0 | 0 | 0 | #DIV/0! | #DIV/0!
Item 2 | 0% | 0% | 0 | 0 | 0 | 554000 | 0 | 0 | 0 | 0% | 0% | 0 | 0 | 0% | 0% | 0 | 0 | 0 | 0 | #DIV/0! | #DIV/0!
Item 3 | 0% | 0% | 0 | 0 | 0 | 554000 | 0 | 0 | 0 | 0% | 0% | 0 | 0 | 0% | 0% | 0 | 0 | 0 | 0 | #DIV/0! | #DIV/0!
Item 4 | 0% | 0% | 0 | 0 | 0 | 554000 | 0 | 0 | 0 | 0% | 0% | 0 | 0 | 0% | 0% | 0 | 0 | 0 | 0 | #DIV/0! | #DIV/0!
Item 5 | 0 | 0 | 0 | 0 | 0 | 554000 | 0 | 0 | 0 | 0% | 0% | 0 | 0 | 0% | 0% | 0 | 0 | 0 | 0 | #DIV/0! | #DIV/0!
SUM |  |  | 0 | 0 |  |  |  |  | 0 | [8 empty] | 0 | 0 | #DIV/0! | #DIV/0!
Wider cash Benefits | Name | Unit | Cash Releasing Benefits (Monthly) |  | Baseline (Monthly) |  |  |  |  | Target Units |  |  |  | Target Unit Cost (Monthly) |  |  |  | Target Cost (Monthy)
[5 empty] | Units |  |  | Cost (Monthly) |  | Reduction # of Unit |  | Target # Units |  | Reduction cost /Unit |  | Target Cost / Unit |  |  |  | % reduction Baseline
|  |  | Min | Max | # Units / Measure | # lamppost in scope | # Units | Unit Cost / Month | Baseline Cost | Min | Max | Min | Max | Min | Max | Min | Max | Min | Max | Min | Max
Item 1 | 0% | 0% | 0 | 0 | 0 | 554000 | 0 | 0 | 0 | 0% | 0% | 0 | 0 | 0% | 0% | 0 | 0 | 0 | 0 | #DIV/0! | #DIV/0!
Item 2 | 0% | 0% | 0 | 0 | 0 | 554000 | 0 | 0 | 0 | 0% | 0% | 0 | 0 | 0% | 0% | 0 | 0 | 0 | 0 | #DIV/0! | #DIV/0!
Item 3 | 0% | 0% | 0 | 0 | 0 | 554000 | 0 | 0 | 0 | 0% | 0% | 0 | 0 | 0% | 0% | 0 | 0 | 0 | 0 | #DIV/0! | #DIV/0!
Item 4 | 0% | 0% | 0 | 0 | 0 | 554000 | 0 | 0 | 0 | 0% | 0% | 0 | 0 | 0% | 0% | 0 | 0 | 0 | 0 | #DIV/0! | #DIV/0!
Item 5 | 0 | 0% | 0 | 0 | 0 | 554000 | 0 | 0 | 0 | 0% | 0% | 0 | 0 | 0% | 0% | 0 | 0 | 0 | 0 | #DIV/0! | #DIV/0!
SUM |  |  | 0 | 0 |  |  |  |  | 0 | [8 empty] | 0 | 0 | #DIV/0! | #DIV/0!

## FP COmments
Suggestations:
Carbon savings sont qunatifiables et s'applique pour LED et CMS
EV: j'ai compris ce qu'est Data and transactions run costs on opex
EV: est un cas assez particulier parce que tu as plusieurs façon de le faire, soit la plug peut etre lié directement au courant du lamppost, soit on doit creer un autre conduit ou sinon il y a des batteries
Donc tu as plusiers components qui pourrait s'ajouter (batterie; lamppost door; Electric system) ensuite il y a aussi une methode il ya just un plug sur le lampposts et la voiture vient avec son connecteur.
Pour EV encore je dissocierais le parking fees qui chargerait par un autre department de la ville en générale
EV il n'y a pas de carbon savings avec EV plug au contraire tu utilise plus d'energy
EV wider benefits tu as aussi distrcit attratcivenens et augementation de l'immoblier
PV normalement va avec la batterie mais dans certains cas le PV peut aussi etre integrater directment au lampadaire mais c'est rare; le PV dans les smart lamppost va normalement avec la batterie pour charger les sensors et pas le lamppost
AQ sensor: mes prix etait plus eleves 500-3000 euros en CAPEX
Noise Sensor: wider benefits tu as aussi distrcit attratcivenens et augementation de l'immoblier
Water Level Sensor: Tu as des cash benefits avec water level sensor il faut calculer pas energy savings mais flood cost tu as pas mal de case studies en ligne
Traffic and Aprking Monitoring tu dois aussi des cash benefits (je t'ai envoyer l'info en piece jointe)
Connectivity use cases: wider benefits tu as aussi distrcit attratcivenens et augementation de l'immoblier
Wifi: tu peux avoir des revenues si la collectivitié decide d'etre proprietaire du reseau et donc de revendre des forfaits.
Suppliers: ajouter les listes de suppliers disponible par chaque use cases
Humble Lamppost use cases: il y a plein de boites qui propose mtn un humble lamppost avec toutes ses use cases je pense que c'est interessant de montre aussi le prix d'un nouveau smart lamppost car la plupart des villes ont des vieux lampadaires qu'ils devront changer